## 2020
BAMR Price List - February 2020
Abrasers
Elcometer 1720 Abrasers
| K1720M204 | Abrasion Tester, 4 Station |  |  |  |  | 114100
| K1720M304 | Abrasion & Washability Tester, 4 Station |  |  |  |  | 124900
Optional Accessories
| KT001720P003 | Tool No 1: DIN 53778 Wild Boar Brush & Holder |  |  |  |  | 2500
| KT001720P030 | Tool No 2: ASTM D2486 Nylon Brush & Holder |  |  |  |  | 2500
| KT001720P005 | Tool No 3: Sponge Holder ASTM D 4213-92/4828 |  |  |  |  | 2500
| KT001720P073 | Tool No 4: ASTM D3450 – Sponge, Holder & Mass |  |  |  |  | 4800
| KT001720P029 | Tool No 5: ASTM D4213-96 – Sponge, Holder & Mass |  |  |  |  | 3600
| KT001720P036 | Tool No 6: ISO11998 - 5 Abrasive Pad and Holder |  |  |  |  | 2500
| KT001720P207 | Tool No 7: Polyvalent Holder With Fastening Screw |  |  |  |  | 6000
| KT001720P074 | Tool No 8: Crockmeter Renault D45 1010,ISO105X12,ASTM F1319 |  |  |  |  | 9500
| KT001720P075 | Tool No 9: GME60269–Abrasion for Automotive Components Kit |  |  |  |  | 6000
| KT001720P075-1 | Tool No 9: GME60269–Abrasion for Automotive Components Kit |  |  |  |  | 6000
| KT001720P075-2 | Tool No 9: GME60269–Abrasion for Automotive Components Kit |  |  |  |  | 6000
| KT001720N003 | Tool No 10: Accessories Kit for Standard En60730 |  |  |  |  | 10800
| KT001720P004 | Wild Boar Brush DIN 53778 for Tool 1 |  |  |  |  | 1200
| KT001720P009 | Nylon Brush ASTM D 2486 for Tool 2 |  |  |  |  | 2300
| KT001720P006 | Sponges ASTM D 4213-92 - 5 Pcs for Tools 3 & 4 |  |  |  |  | 1900
| KT001720P037 | Shoe (10 Pces) ISO 11998 for Tool 6 |  |  |  |  | 840
| KT001720P064 | Shoe (100 Pces) ISO 11998 for Tool 6 |  |  |  |  | 6000
| KT001720P051 | Abrasive Sheet Grit 120 - 4 Pcs for Tools 1 & 2 |  |  |  |  | 2000
| KT001720P008 | Abrasive Sheet 25m Roll - 1720P007 for Tool 7 |  |  |  |  | 1300
| KT001720P062 | Felt Disks for EN60730 Std Device 2Pcs for Tool 10 |  |  |  |  | 1400
| KT001720N009 | Non-Abrasive Scrub Media - SC1 |  |  |  |  | 750
| KT001720N002 | Abrasive Scrub Media - SC2 |  |  |  |  | 720
| KT001720P016 | 50 Gram Mass, Stainless Steel Weight (to fit tools 1 - 8, 10) |  |  |  |  | 840
| KT001720P017 | 100 Gram Mass, Stainless Steel Weight (to fit tools 1 - 8, 10) |  |  |  |  | 1000
| KT001720P018 | 200 Gram Mass, Stainless Steel Weight (to fit tools 1 - 8, 10) |  |  |  |  | 1400
| KT001720P031 | 227 Gram Mass, Stainless Steel Weight (to fit tools 1 - 8, 10) |  |  |  |  | 1700
| KT001720P019 | 500 Gram Mass, Stainless Steel Weight (to fit tools 1 - 8, 10) |  |  |  |  | 1200
| KT001720P028 | Quick Clamp |  |  |  |  | 1100
| KT001720P042 | Channel Clamp |  |  |  |  | 480
| KT001720P038 | Peristaltic Pump Tube |  |  |  |  | 840
| KT001720P039 | Hexagonal Wrench (For Instrument Set Up) |  |  |  |  | 840
| KT001720N006 | EN233/C3.2-A Sponge - Alum Support 100g |  |  |  |  | 5500
| KT001720N007 | EN233/C3.2-B S/Steel - Felt Support 550g |  |  |  |  | 5800
| KT001720N008 | EN233/C3.2-C Brush-S/Steel Support 600g |  |  |  |  | 6300
| KT001720P012 | 250 Microns Fixed Thickness -Large 12,7mm |  |  |  |  | 840
| KT001720P014 | Glass Plates 6Pcs - Face Mat |  |  |  |  | 1300
| KT001720P067 | Sponge Only (2 m Roll) |  |  |  |  | 2000
| KT001720P068 | Felt Only (2 m Roll) |  |  |  |  | 2000
| KT001720P069 | Brush Only |  |  |  |  | 3400
| QCK1720M | Calibration Certificate For Elcometer K1720M |  |  |  |  | 2200
Elcometer Taber Abraser
Taber Linear Abraser
| ST985750 | Taber 5750 Linear Abraser |  |  |  |  | 100300
Accessories
| ST130684 | Wearaser - Resilient, Very Mild (Pkg of 10) - Very Mild - Rubber and Abrasive Grain |  |  |  |  | 850
| ST130685 | Wearaser - Resilient, Mild (Pkg of 10)- Mild - Rubber and Abrasive Grain |  |  |  |  | 850
| ST130686 | Wearaser - Resilient, Harsh (Pkg of 10) - Harsh - Rubber and Abrasive Grain |  |  |  |  | 850
| ST130681 | Wearaser - Vitrified, Medium (Pkg of 5) - Medium, Coarse - Vitrified Clay |  |  |  |  | 500
| ST130682 | Wearaser - Vitrified, Coarse (Pkg of 5) - Very Coarse - Vitrified Clay |  |  |  |  | 500
| ST131852 | Wearaser Collet Kit, Aluminum |  |  |  |  | 4200
| ST130570 | Crock Meter Kit (Includes Finger, Clamp Ring & Cloths) |  |  |  |  | 3500
Taber Rotary Abrasers
| ST985135-2 | Taber 5135 Single Head Abraser - 230V |  |  |  |  | 116300
| ST985155-2 | Taber 5155 Dual Head Abraser - 230V |  |  |  |  | 174700
| ST985535-2 | Taber 5155 Single Head Multi-Media Abraser - 230V |  |  |  |  | 195000
| ST985555-2 | Taber 5555 Dual Head Multi-Media Rotary Abraser - 230V |  |  |  |  | 253000
| ST985556-2 | Taber 5556 Dual Head Multi-Media Abraser - 230V |  |  |  |  | 332600
Accessories
| ST125319 | Resilient Wheel (Pack of 2) - White |  |  |  |  | 1800
| ST125321 | Resilient Wheel (Pack of 2) - Red |  |  |  |  | 1500
| ST125320 | Resilient Wheel (Pack of 2) - Green |  |  |  |  | 1500
| ST125322 | Resilient Wheel (Pack of 2) - Green |  |  |  |  | 1500
| ST125345 | Non-resilient Wheels (Pack of 2) |  |  |  |  | 18400
| ST125323 | Non-resilient Wheels (Pack of 2) |  |  |  |  | 1000
| ST125324 | Non-resilient Wheels (Pack of 2) |  |  |  |  | 1000
| ST125325 | Non-resilient Wheels (Pack of 2) |  |  |  |  | 1000
| ST125326 | Non-resilient Wheels (Pack of 2) |  |  |  |  | 1500
| ST125344 | Resilient Wheel (Pack of 2) - Same as Nema |  |  |  |  | 1200
| ST125564 | Sandpaper Strips 100 Pcs. Same as Nema |  |  |  |  | 900
| ST121124 | Sandpaper Strips 100 Pcs. Meet E, ISO, Din Specs |  |  |  |  | 1100
| ST985000 | Sample Cutter For Rotary Abraser |  |  |  |  | 37100
| ST127778 | Vacuum Set (230V, 50Hz) – With Flexible Suction Hose And Round Brush |  |  |  |  | 9300
| ST114309 | Paper Filter Bag, 6 Gal (Pkg Of 3) for Plastic tanks |  |  |  |  | 260
| ST129259 | Paper Filter Bag, 6 Gal (Pkg Of 3) for Metal tanks |  |  |  |  | 200
| ST128086 | Cloth Filter Bag |  |  |  |  | 1100
Elcometer Adhesion Testers
Elcometer 107 Adhesion Testers
| F10713222-1 | Cross Hatch Cutter Basic c/w 1 Tungsten Blade (6 x 1mm) | 0 - 60 mic |  |  |  | 3000
| F10713222-2 | Cross Hatch Cutter Basic c/w 1 Tungsten Blade (11 x 1mm) | 0 - 50 mic |  |  |  | 3000
| F10713222-3 | Cross Hatch Cutter Basic c/w 1 Tungsten Blade (11 x 1.5 mm) |  |  |  |  | 3000
| F10713222-4 | Cross Hatch Cutter Basic c/w 1 Tungsten Blade ( 6 x 2mm) | 0 - 125 mic |  |  |  | 3000
| F10713222-5 | Cross Hatch Cutter Basic c/w 1 Tungsten Blade (6 x 3mm) | 121 - 250 mic |  |  |  | 3000
| F10713222-1C | Cross Hatch Cutter Basic c/w 1 Tungsten Blade (6 x 1mm) c/w calibration certificate | 0 - 60 mic |  |  |  | 4800
| F10713222-2C | Cross Hatch Cutter Basic c/w 1 Tungsten Blade (11 x 1mm) c/w calibration certificate | 0 - 50 mic |  |  |  | 4800
| F10713222-3C | Cross Hatch Cutter Basic c/w 1 Tungsten Blade (11 x 1.5 mm) c/w calibration certificate |  |  |  |  | 4800
| F10713222-4C | Cross Hatch Cutter Basic c/w 1 Tungsten Blade ( 6 x 2mm) c/w calibration certificate | 0 - 125 mic |  |  |  | 4800
| F10713222-5C | Cross Hatch Cutter Basic c/w 1 Tungsten Blade (6 x 3mm) c/w calibration certificate | 121 - 250 mic |  |  |  | 4800
| F10713348-1 | Cross Hatch Cutter Full Kit c/w ASTM Tape & 1 Blade ( 6 x 1mm) | 0 - 50 mic |  |  |  | 3900
| F10713348-2 | Cross Hatch Cutter Full Kit c/w ASTM Tape & 1 Blade ( 11 x 1mm) | 0 - 50 mic |  |  |  | 3900
| F10713348-4 | Cross Hatch Cutter Full Kit c/w ASTM Tape & 1 Blade ( 6 x 2mm) |  |  |  |  | 3900
| F10713348-6 | Cross Hatch Cutter Full Kit c/w ISO Tape & 1 Blade ( 6 x 1mm) | 0 - 60 mic |  |  |  | 3900
| F10713348-9 | Cross Hatch Cutter Full Kit c/w ISO Tape & 1 Blade ( 6 x 2mm) | 0 - 120 mic |  |  |  | 3900
| F10713348-1C | Cross Hatch Cutter Full Kit c/w ASTM Tape & 1 Blade ( 6 x 1mm) c/w calibration certificate | 0 - 50 mic |  |  |  | 5700
| F10713348-2C | Cross Hatch Cutter Full Kit c/w ASTM Tape & 1 Blade ( 11 x 1mm) c/w calibration certificate | 0 - 50 mic |  |  |  | 5700
| F10713348-4C | Cross Hatch Cutter Full Kit c/w ASTM Tape & 1 Blade ( 6 x 2mm) c/w calibration certificate |  |  |  |  | 5700
| F10713348-6C | Cross Hatch Cutter Full Kit c/w ISO Tape & 1 Blade ( 6 x 1mm) c/w calibration certificate | 0 - 60 mic |  |  |  | 5700
| F10713348-9C | Cross Hatch Cutter Full Kit c/w ISO Tape & 1 Blade ( 6 x 2mm) c/w calibration certificate | 0 - 120 mic |  |  |  | 5700
Accessories
| T99913700-1 | 107 Spare Tungsten Blade - ( 6 x 1mm) |  |  |  |  | 1400
| T99913700-2 | 107 Spare Tungsten Blade - (11 x 1mm) |  |  |  |  | 1400
| T99913700-3 | 107 Spare Tungsten Blade - ( 11 x 1.5mm) |  |  |  |  | 1400
| T99913700-4 | 107 Spare Tungsten Blade - ( 6 x 2mm) |  |  |  |  | 1400
| T99913700-5 | 107 Spare Tungsten Blade - (6 x 3mm) |  |  |  |  | 1400
| T99913700-1C | 107 Spare Tungsten Blade - ( 6 x 1mm) c/w calibration certificate |  |  |  |  | 3300
| T99913700-2C | 107 Spare Tungsten Blade - (11 x 1mm) c/w calibration certificate |  |  |  |  | 3300
| T99913700-3C | 107 Spare Tungsten Blade - (11 x 1.5mm) c/w calibration certificate |  |  |  |  | 3300
| T99913700-4C | 107 Spare Tungsten Blade - ( 6 x 2mm) c/w calibration certificate |  |  |  |  | 3300
| T99913700-5C | 107 Spare Tungsten Blade - (6 x 3mm) c/w calibration certificate |  |  |  |  | 3300
Elcometer 1540 Cross Hatch Adhesion Tester
| K0001540M001 | Elcometer Cross Cut Tester | 11 x 1mm |  |  |  | 2200
| K0001540M001C | Elcometer Cross Cut Tester c/w calibration certificate | 11 x 1mm |  |  |  | 4300
Elcometer 1542 Cross Hatch Adhesion Tester
| K1542M001 | Elcometer 1542 Cross Hatch Tester: 6 x 1mm | 6 x 1mm |  |  |  | 4200
| K1542M002 | Elcometer 1542 Cross Hatch Tester: 6 x 2mm | 6 x 2mm |  |  |  | 4200
| K1542M003 | Elcometer 1542 Cross Hatch Tester: 6 x 3mm | 6 x 3mm |  |  |  | 4200
| K1542M001C | Elcometer 1542 Certified Cross Hatch Tester: 6 x 1mm | 6 x 1mm |  |  |  | 6400
| K1542M002C | Elcometer 1542 Certified Cross Hatch Tester: 6 x 2mm | 6 x 2mm |  |  |  | 6400
| K1542M003C | Elcometer 1542 Certified Cross Hatch Tester: 6 x 3mm | 6 x 3mm |  |  |  | 6400
| K1542M001-I | Elcometer 1542 Cross Hatch Tester ISO Kit: 6 x 1mm | 6 x 1mm |  |  |  | 6200
| K1542M002-I | Elcometer 1542 Cross Hatch Tester ISO Kit: 6 x 2mm | 6 x 2mm |  |  |  | 6200
| K1542M003-I | Elcometer 1542 Cross Hatch Tester ISO Kit: 6 x 3mm | 6 x 3mm |  |  |  | 6200
| K1542M001-A | Elcometer 1542 Cross Hatch Tester ASTM Kit: 6 x 1mm | 6 x 1mm |  |  |  | 6500
| K1542M002-A | Elcometer 1542 Cross Hatch Tester ASTM Kit: 6 x 2mm | 6 x 2mm |  |  |  | 6500
| K1542M001-IC | Elcometer 1542 Certified Cross Hatch Tester ISO Kit: 6 x 1mm | 6 x 1mm |  |  |  | 8200
| K1542M002-IC | Elcometer 1542 Certified Cross Hatch Tester ISO Kit: 6 x 2mm | 6 x 2mm |  |  |  | 8200
| K1542M003-IC | Elcometer 1542 Certified Cross Hatch Tester ISO Kit: 6 x 3mm | 6 x 3mm |  |  |  | 8200
| K1542M001-AC | Elcometer 1542 Certified Cross Hatch Tester ASTM Kit: 6 x 1mm | 6 x 1mm |  |  |  | 8600
| K1542M002-AC | Elcometer 1542 Certified Cross Hatch Tester ASTM Kit: 6 x 2mm | 6 x 2mm |  |  |  | 8600
| K1542M204-I | Elcometer 1542 Cross Hatch Tester ISO Kit: 6 x 1, 2, 3mm | 6 x 1, 2, 3mm |  |  |  | 13900
| K1542M204-A | Elcometer 1542 Cross Hatch Tester ASTM Kit: 6 x 1, 2, 3mm | 6 x 1, 2, 3mm |  |  |  | 13900
| K1542M204-IC | Elcometer 1542 Certified Cross Hatch Tester ISO Kit: 6 x 1, 2, 3mm | 6 x 1, 2, 3mm |  |  |  | 19000
| K1542M204-AC | Elcometer 1542 Certified Cross Hatch Tester ASTM Kit: 6 x 1, 2, 3mm | 6 x 1, 2, 3mm |  |  |  | 19000
| KT1542P001 | Elcometer 1542: 6 x 1mm Cross Hatch Cutter Wheel |  |  |  |  | 3100
| KT1542P002 | Elcometer 1542: 6 x 2mm Cross Hatch Cutter Wheel |  |  |  |  | 3100
| KT1542P003 | Elcometer 1542: 6 x 3mm Cross Hatch Cutter Wheel |  |  |  |  | 3100
| KT1542P001C | Elcometer 1542: 6 x 1mm Certified Cross Hatch Cutter Wheel |  |  |  |  | 5000
| KT1542P002C | Elcometer 1542: 6 x 2mm Certified Cross Hatch Cutter Wheel |  |  |  |  | 5000
| KT1542P003C | Elcometer 1542: 6 x 3mm Certified Cross Hatch Cutter Wheel |  |  |  |  | 5000
| KT1542N002 | Elcometer 1542: x10 Magnifier |  |  |  |  | 1800
| KT1542F006 | Elcometer 1542: Cutter Angle Adjustment Tool |  |  |  |  | 240
Accessories
| T9999358- | Adhesive Tape ISO (2 Rolls) - 60m long |  |  |  |  | 900
| T1078894- | Adhesive Tape ASTM (2 Rolls) - 60m long |  |  |  |  | 1200
| K0001539M002 | Adhesive Tape ISO 2409 (1 Roll) - 60m long |  |  |  |  | 440
| K0001539M001 | Adhesive Tape ASTM (1 Roll) - 60m long |  |  |  |  | 670
Elcometer 506 Adhesion Tester Kit
| F506-20A | Elcometer 506 Analogue Adhesion Tester Kit; 20mm c/w Test Certificate | 2 - 50 Mpa |  |  |  | 29200
| F506-50A | Elcometer 506 Analogue Adhesion Tester Kit; 50mm c/w Test Certificate | 0.3 - 4 Mpa |  |  |  | 32200
| F506-20AC | Elcometer 506 Analogue Adhesion Tester Kit; 20mm c/w Calibration Certificate | 2 - 50 Mpa |  |  |  | 30300
| F506-50AC | Elcometer 506 Analogue Adhesion Tester Kit; 50mm c/w Calibration Certificate | 0.3 - 4 Mpa |  |  |  | 33300
| F506-20D | Elcometer 506 Digital Adhesion Tester Kit; 20mm c/w Test Certificate | 2 - 50 Mpa |  |  |  | 28000
| F506-50D | Elcometer 506 Digital Adhesion Tester Kit; 50mm c/w Test Certificate | 0.3 - 4 Mpa |  |  |  | 31100
| F506-20DC | Elcometer 506 Digital Adhesion Tester Kit; 20mm c/w Calibration Certificate | 2 - 50 Mpa |  |  |  | 29000
| F506-50DC | Elcometer 506 Digital Adhesion Tester Kit; 50mm c/w Calibration Certificate | 0.3 - 4 Mpa |  |  |  | 32100
Elcometer 510 Automatic Adhesion Tester Kit
| F510-20S | Elcometer 510 Model S Automatic Adhesion Gauge; 20mm Kit c/w Calibration Certificate | 2 to 100 MPa |  |  |  | 41300
| F510-20T | Elcometer 510 Model T Automatic Adhesion Gauge; 20mm Kit c/w Calibration Certificate | 2 to 100 MPa |  |  |  | 47500
| F510-50S | Elcometer 510 Model T Automatic Adhesion Gauge; 50mm Kit c/w Calibration Certificate | 0.3 - 4 Mpa |  |  |  | 45600
| F510-50T | Elcometer 510 Model T Automatic Adhesion Gauge; 50mm Kit c/w Calibration Certificate | 0.3 - 4 Mpa |  |  |  | 51800
Accessories for 506 & 510
Accessories
| T5100010AL-10 | Aluminium Dolly 10mm (x10) |  |  |  |  | 1300
| T5100010AL-100 | Aluminium Dolly 10mm (x100) |  |  |  |  | 11700
| T9990014AL-10 | Aluminium Dolly 14.2mm (x10) |  |  |  |  | 690
| T9990014AL-100 | Aluminium Dolly 14.2mm (x100) |  |  |  |  | 5800
| T9990020AL-10 | Aluminium Dolly 20mm (x10) |  |  |  |  | 360
| T9990020AL-100 | Aluminium Dolly 20mm (x100) |  |  |  |  | 3100
| T9990050AL-4 | Aluminium Dolly 50mm (x4) |  |  |  |  | 1100
| T9991420S | Standard Skirt for 10mm, 14.2mm & 20mm Dollies |  |  |  |  | 1600
| T9990050S | Standard Skirt for 50mm Dollies |  |  |  |  | 1800
| T9990014T | Thin Substrate Skirt for 14.2mm Dollies |  |  |  |  | 2600
| T9990020T | Thin Substrate Skirt for 20mm Dollies |  |  |  |  | 2600
| T99923797 | Magnetic Anchor Clamp - holds actuator securely during tests on vertical surfaces |  |  |  |  | 1300
| T99912906 | Araldite Standard Two Part Epoxy Adhesive, 2 x 15ml Tubes |  |  |  |  | 210
| T99911135 | Cyanoacrylate Adhesive for Dollies, 50 gram Bottle - quick drying super glue |  |  |  |  | 720
| T9991420H | Dolly Cutter Handle; 14.2 & 20mm |  |  |  |  | 600
| T9990014CT | Dolly Cutter for 14.2mm Dollies |  |  |  |  | 700
| T9990020CT | Dolly Cutter for 20mm Dollies |  |  |  |  | 700
| T9990050H | Dolly Cutter Arbor; 50mm |  |  |  |  | 630
| T9990050CT | Dolly Cutter for 50mm Dollies |  |  |  |  | 1900
| T99923147 | Dolly Cleaning Heating Tongs |  |  |  |  | 2100
Elcometer 106 Adhesion Tester
| F106----1 | Adhesion Tester - Scale 1 | 0 - 3.5 Mpa |  |  |  | 11900
| F106----2 | Adhesion Tester - Scale 2 | 0 - 7 Mpa |  |  |  | 11900
| F106----5 | Adhesion Tester - Scale 5 | 0.05 - 0.2 MPa |  |  |  | 11900
| F106----1C | Adhesion Tester - Scale 1 c/w calibration certificate | 0 - 3.5 Mpa |  |  |  | 13300
| F106----2C | Adhesion Tester - Scale 2 c/w calibration certificate | 0 - 7 Mpa |  |  |  | 13300
| F106----5C | Adhesion Tester - Scale 5 c/w calibration certificate | 0.05 - 0.2 MPa |  |  |  | 14400
| F106----3 | Adhesion Tester - Scale 3 | 0 - 15 Mpa |  |  |  | 13000
| F106----4 | Adhesion Tester - Scale 4 | 0 - 22 MPa |  |  |  | 13000
| F106----3C | Adhesion Tester - Scale 3 c/w calibration certificate | 0 - 15 Mpa |  |  |  | 14400
| F106----4C | Adhesion Tester - Scale 4 c/w calibration certificate | 0 - 22 MPa |  |  |  | 14400
| F106----6 | Adhesion Tester for Concrete | 0 - 3.5 MPa |  |  |  | 14400
| F106----6C | Adhesion Tester for Concrete c/w calibration certificate | 0 - 3.5 MPa |  |  |  | 15800
Accessories
| T1062895-10 | Dollies for 106 Adhesion Tester - 20mm (20 included with the Instrument) - Pack of 10 |  |  |  |  | 160
| T99912906 | Araldite Epoxy Adhesive |  |  |  |  | 210
| T10618570 | Dollies for 106/6 Concrete Adhesion Tester - 50mm - 5 dollies |  |  |  |  | 1500
Elcometer 508 Adhesion Tester
| F508-DX | Adhesion Tester Hydraulic - (No heating tongs) - c/w calibration certificate | 0 - 25 MPa |  |  |  | 32400
Accessories
| T9999646- | Dollies for 508 - Standard Flat Dollies |  |  |  |  | 160
| T99912140 (1 - 38) | Dollies for 508 - Convex Dollies (choose size from 25.5 - 940mm external radius) |  |  |  |  | 390
| T99912274 (1 - 11) | Dollies for 508 - Concave Dollies (choose size from 85-940mm internal radius) |  |  |  |  | 470
| T99914009 | Dolly Cutter |  |  |  |  | 1200
| T99911135 | Cyanoacrylate Adhesive For Dollies, 50 g Bottle |  |  |  |  | 720
| T99911136 | Nylon Plugs For 108 Dolly(5 Pack) |  |  |  |  | 300
Adhesion Verification Unit
| T99923924 | Elcometer AVU Adhesion Verification Unit c/w Test Certificate | 0 - 25 MPa |  |  |  | 18900
| T99923924C | Elcometer AVU Adhesion Verification Unit c/w Calibration Certificate | 0 - 25 MPa |  |  |  | 21300
Accessories
| T99923935 to 39 | Elcometer 506 & 106 Dolly Adaptor for AVU |  |  |  |  | 600
Anemometers
Anemometers
| ANE8910 | Mini Velocity, Temp, Windchill Units, RH, Dewpoint, Barometric, Altitude | 1.1 - 20 m/s |  |  |  | 3100
| G410-1 | Elcometer 410 Anemometer | 0.4 - 40 m/s |  |  |  | 2300
Balances
Balances
| K0008720M001 | Standard Balance | 0-610g |  |  |  | 7400
Coating Thickness
Elcometer 311 - Dry Film Thickness Gauges for Coatings on Metal Substrates
| A311CFBI | Automotive Refinishing Gauge - Basic | 0 - 500 mic |  |  |  | 7000
| A311CFNFBI | Automotive Refinishing Gauge - Basic | 0 - 500 mic |  |  |  | 9300
| A311CFNFTI | Automotive Refinishing Gauge - Top | 0 - 500 mic |  |  |  | 11400
Elcometer 355 - Dry Film Thickness Gauges for Coatings on Metal Substrates
| A355---T + P | Top Model with F Standard Probe | Separate | Ferrous | 0 - 1500 mic |  | 27900
| A355---T + P | Top Model with N Standard Probe | Separate | Non Ferrous | 0 - 1500 mic |  | 28800
| A355----T | Top Unit Only (With RS.232.C Output & Memory 10 000 Various Batches) |  |  |  |  | 20200
Probes
| T35511952 | F1 Std / Straight |  |  |  |  | 7700
| T35511950 | F4 Std / Straight |  |  |  |  | 7700
| T35511962 | F5 Std Rebar |  |  |  |  | 9800
| T35511982 | N1 Std / Straight |  |  |  |  | 8600
| T35511964 | F6 Std / Straight |  |  |  |  | 14400
| T35511980 | N4 Std / Straight |  |  |  |  | 11900
Elcometer 415 - Dry Film Thickness Gauges for Coatings on Metal Substrates
Elcometer Dry Film Thickness Gauges for Coatings on Substrates
| A415CFBI | Elcometer 415 Model B Ferrous Paint & Powder Thickness Gauge | Integral | Ferrous | 0 -1000 mic |  | 8100
| A415CFTI | Elcometer 415 Model T Ferrous Paint & Powder Thickness Gauge | Integral | Ferrous | 0 -1000 mic |  | 9700
| A415CFNFBI | Elcometer 415 Model B Dual FNF Paint & Powder Thickness Gauge | Integral | Both F & N | 0 -1000 mic |  | 10200
| A415CFNFTI | Elcometer 415 Model T Dual FNF Paint & Powder Thickness Gauge | Integral | Both F & N | 0 -1000 mic |  | 11700
Elcometer 456 Dry Film Coating Thickness - unit including probe
Integral Probe Options
| A456CFBI1 | Elcometer 456 DFTG - Scale 1 | Basic | Integral | Ferrous | 0 - 1500 mic | 9600
| A456CFBI2 | Elcometer 456 DFTG - Scale 2 | Basic | Integral | Ferrous | 0 - 5 mm | 11500
| A456CFBI3 | Elcometer 456 DFTG - Scale 3 | Basic | Integral | Ferrous | 0 - 13 mm | 13400
| A456CFSI1 | Elcometer 456 DFTG - Scale 1 | Standard | Integral | Ferrous | 0 - 1500 mic | 11300
| A456CFTI1 | Elcometer 456 DFTG - Scale 1 | Top | Integral | Ferrous | 0 - 1500 mic | 14700
| A456CNBI1 | Elcometer 456 Dry Film Thickness Gauge | Basic | Integral | Non Ferrous | 0 - 1500 mic | 10800
| A456CFNFBI1 | Elcometer 456 Dry Film Thickness Gauge | Basic | Integral | Dual | 0 - 1500 mic | 15700
| A456CFNFSI1 | Elcometer 456 Dry Film Thickness Gauge | Standard | Integral | Dual | 0 - 1500 mic | 17800
| A456CFNFTI1 | Elcometer 456 Dry Film Thickness Gauge | Top | Integral | Dual | 0 - 1500 mic | 21900
Separate Probe Options with Standard Scale 1 Probe
| A456CFBS1 | Dry Film Thickness Gauge - Basic Model | Separate | Ferrous | 1 to 2% | 0 - 1500 mic | 11600
| A456CNBS1 | Dry Film Thickness Gauge - Basic Model | Separate | Non Ferrous | 1 to 2% | 0 - 1500 mic | 13400
| A456CFNFBS1 | Dry Film Thickness Gauge - Basic Model | Separate | Both F & N | 1 to 2% | 0 - 1500 mic | 18100
| A456CFSS1 | Dry Film Thickness Gauge - Standard Model | Standard | Separate | Ferrous | 0 - 1500 mic | 13200
| A456CNSS1 | Dry Film Thickness Gauge - Standard Model | Standard | Separate | Non Ferrous | 0 - 1500 mic | 14700
| A456CFNFSS1 | Dry Film Thickness Gauge - Standard Model | Standard | Separate | Dual | 0 - 1500 mic | 19600
| A456CFTS1 | Dry Film Thickness Gauge - Top Model | Top | Separate | Ferrous | 0 - 1500 mic | 16600
| A456CNTS1 | Dry Film Thickness Gauge - Top Model | Top | Separate | Non Ferrous | 0 - 1500 mic | 18700
| A456CFNFTS1 | Dry Film Thickness Gauge - Top Model | Top | Separate | Dual | 0 - 1500 mic | 25600
| A456CFTS1-US | Dry Film Thickness Gauge - Top Ferrous Model - with Scan probe | Top | Separate | Ferrous | 0 - 1500 mic | 18900
Elcometer 456 Dry Film Coating Thickness - unit only, no probe - you need to select a probe from below
Unit only
| A456CFBS | Elcometer 456 Basic Unit only |  | Separate | Ferrous |  | 5900
| A456CFSS | Elcometer 456 Standard Unit only |  | Separate | Ferrous |  | 7500
| A456CFTS | Elcometer 456 Top Unit only |  | Separate | Ferrous |  | 10900
| A456CNBS | Elcometer 456 Basic Unit only |  | Separate | Non Ferrous |  | 5900
| A456CNSS | Elcometer 456 Standard Unit only |  | Separate | Non Ferrous |  | 7200
| A456CNTS | Elcometer 456 Top Unit only |  | Separate | Non Ferrous |  | 11200
| A456CFNFBS | Elcometer 456 Basic Unit only |  | Separate | Dual |  | 7900
| A456CFNFSS | Elcometer 456 Standard Unit only |  | Separate | Dual |  | 9400
| A456CFNFTS | Elcometer 456 Top Unit only |  | Separate | Dual |  | 15400
Elcometer 456 Dry Film Coating Thickness - probe only - you need a unit as well to take readings
Standard Probes
| T456CF1S | 456 Ferrous Standard F1 Probe |  | 0-1 500 mic. | Ferrous |  | 5700
| T456CF2S | 456 Ferrous Standard F1.2 Probe |  | 0-1 500 mic.& 0-5 mm | Ferrous |  | 8000
| T456CF3S | 456 Ferrous Standard F3 Probe |  | 0-13 mm | Ferrous |  | 8800
| T456CF6S | 456 Ferrous Standard F6 Probe |  | 0-25 mm | Ferrous |  | 11700
| T456CF7ARM | 456 Ferrous F7 Armoured Probe |  | 0-31 mm | Ferrous |  | 12900
| T456CN1S | 456 Non Ferrous Standard N1 Probe |  | 0-1 500 mic. | Non Ferrous |  | 7500
| T456CN2S | 456 Non Ferrous Standard N2 Probe |  | 0-1 500 mic.& 0-5 mm | Non Ferrous |  | 9600
| T456CN3S | 456 Non Ferrous Standard N3 Probe |  | 0-13 mm | Non Ferrous |  | 12200
| T456CN1AS | 456 Anodisers Standard N1A Probe |  | 0-1 500 mic. | Non Ferrous |  | 8500
| T456CN6S | 456 Non Ferrous Standard N6 Probe |  | 0-30mm | Non Ferrous |  | 11800
| T456CFNF1S | 456 Standard Dual FNF1 Probe |  | 0-1 500 mic. | Dual |  | 10200
Right Angle Probes
| T456CF1R | 456 Ferrous Right Angle F1 Probe |  | 0-1 500 mic. | Ferrous |  | 6600
| T456CF2R | 456 Ferrous Right Angle F1.2 Probe |  | 0-1 500 mic.& 0-5 mm | Ferrous |  | 8500
| T456CN1R | 456 Non Ferrous Right Angle N1 Probe |  | 0-1 500 mic. | Non Ferrous |  | 8400
| T456CFNF1R | 456 Right Angle Dual FNF1 Probe |  | 0-1 500 mic. | Dual |  | 11000
Telescopic Probes
| T456CF2T | 456 Ferrous Telescopic F2 Probe |  | 0-5 mm | Ferrous |  | 8800
PINIP Probes (Plug IN Integral Probe)
| T456CF1P | 456 Plug-In Integral F1 Probe |  | 0-1 500 mic. | Ferrous |  | 5000
| T456CF2P | 456 Plug-In Integral F1.2 Probe |  | 0-1 500 mic.& 0-5 mm | Ferrous |  | 7200
| T456CF3P | 456 Plug-In Integral F3 Probe |  | 0-13 mm | Ferrous |  | 7700
| T456CF2PHT | 456 Plug-In Integral F1.2 Probe - High Temperature |  | 0-1 500 mic.& 0-5 mm | Ferrous |  | 9100
| T456CN1P | 456 Plug-In Integral N1 Probe |  | 0-1 500 mic. | Non Ferrous |  | 5900
| T456CN2P | 456 Plug-In Integral N1.2 Probe |  | 0-1 500 mic.& 0-5 mm | Non Ferrous |  | 7700
| T456CFNF1P | 456 Plug-In Integral FNF1 Dual Probe |  | 0-1 500 mic. | Dual |  | 9200
Minature Probes
| T456CFM3---A | FM3 probe F Straight Mini probe - 500 mics - 45 mm long |  |  |  |  | 9600
| T456CFM3---C | FM3 probe F Straight Mini probe - 500 mics - 150 mm long |  |  |  |  | 11300
| T456CFM3R45A | FM3 Probe - F 45 Degree Mini Probe - 500microns - 45mm Long |  |  |  |  | 9600
| T456CFM3R90A | FM3 Probe - F 90 Degree Mini Probe - 500microns - 45mm Long |  |  |  |  | 9600
| T456CFM5R90A | FM5 Probe - F 90 Degree Mini Probe - 1500microns - 45mm Long |  |  |  |  | 9600
| T456CFM3R90C | FM3 Probe - F 90 Degree Mini Probe - 500microns - 150mm Long |  |  |  |  | 9900
| T456CFM3R90D | FM3 Probe - F 90 Degree Mini Probe - 500microns - 300mm Long |  |  |  |  | 10700
| T456CFM3R45D | FM3 Probe - F 45 Degree Mini Probe - 500microns - 300mm Long |  |  |  |  | 10700
| T456CFM5R90A-2 | FM5 Probe - F 90 degree Mini probe - 1500 mic - 45 mm long , on 2m cable |  |  |  |  | 11200
| T456CFM5R90AARM | FM5 Probe - F 90 degree Mini probe - 1500 mic - 45 mm long , on armoured cable |  |  |  |  | 11400
| T456CFM5R90AARM-2 | FM5 Probe - F 90 degree Mini probe - 1500 mic - 45 mm long , on armoured 2 m cable |  |  |  |  | 13000
| T456CNM3---A | NM3 Probe - N Straight Mini Probe - 500microns - 45mm Long |  |  |  |  | 10300
| T456CNM3---C | NM3 Probe - N Straight Mini Probe - 500microns - 150 mm Long |  |  |  |  | 11900
| T456CNM3R90A | NM3 Probe - N 90 Degree Mini Probe - 500microns - 45mm Long |  |  |  |  | 10300
| T456CNM3R90C | NM3 Probe - N 90 Degree Mini Probe - 500microns - 150mm Long |  |  |  |  | 10600
| T456CNM3R90E | NM3 Probe - N 90 Degree Mini Probe - 500microns - 400mm Long |  |  |  |  | 11300
| T456CNM5R90A | NM5 Probe - N 90 Degree Mini Probe, 1500 microns - 45mm long |  |  |  |  | 10300
| T456CNM5R90C | NM5 Probe - N 90 Degree Mini Probe, 1500 microns - 150mm long |  |  |  |  | 10700
| T456CNM5R90E | NM5 Probe - N 90 Degree Mini Probe, 1500 microns - 400mm long |  |  |  |  | 11300
| T456CNMG3R90A | NM3 Probe - N 90 Degree Mini "Graphite" Probe - 500microns - 45mm Long |  |  |  |  | 10700
| T456CNMG3R90C | NM3 Probe - N 90 Degree Mini "Graphite" Probe - 500microns - 150mm Long |  |  |  |  | 11100
| T456CNMG3R90E | NM3 Probe - N 90 Degree Mini "Graphite" Probe - 500microns - 400mm Long |  |  |  |  | 11700
Other Probes - Armour, Soft, Waterproof, Sealed & Scanning
| T456CF2ARM | Elcometer 456 Ferrous Probe, Scale 2: Armoured |  |  |  |  | 9400
| T456CF6ARM | Elcometer 456 Ferrous Probe, Scale 6: Armoured |  |  |  |  | 12900
| T456CN6ARM | Elcometer 456 Non-Ferrous Probe, Scale 6: Armoured |  |  |  |  | 13000
| T456CF2B | Elcometer 456 Ferrous Probe, Scale 2: Soft Coating |  |  |  |  | 9500
| T456CF2SW | Elcometer 456 Ferrous Probe, Scale 2: Waterproof, 1M Cable |  |  |  |  | 10800
| T456CF2SW-5 | Elcometer 456 Ferrous Probe, Scale 2: Waterproof, 5M Cable |  |  |  |  | 11400
| T456CF2SW-15 | Elcometer 456 Ferrous Probe, Scale 2: Waterproof, 15M Cable |  |  |  |  | 13900
| T456CF2SW-30 | Elcometer 456 Ferrous Probe, Scale 2: Waterproof, 30M Cable |  |  |  |  | 16900
| T456CF2SW-50 | Elcometer 456 Ferrous Probe, Scale 2: Waterproof, 50M Cable |  |  |  |  | 24500
| T456CF2SW-75 | Elcometer 456 Ferrous Probe, Scale 2: Waterproof, 75M Cable |  |  |  |  | 29100
| T456CF1E | Elcometer 456 Ferrous Scale 1 Straight Sealed Probe; 0 - 1500µm |  |  |  |  | 6400
| T456CFME5R90A | Elcometer 456 Ferrous Scale 1 (M5) Mini 90° Sealed Probe, 45mm 0 - 1500µm |  |  |  |  | 10200
| T456CFME5R90A-2 | Elcometer 456 Ferrous Scale 1 (M5) Mini 90° Sealed Probe, 45mm 0 - 1500µm 2m Cable |  |  |  |  | 11800
Scan Probes
| T456CF1U | Elcometer 456 Ferrous Probe, Scale 1: Ultra / Scan : 0 - 1500 mic |  |  |  |  | 8000
| T456CF2U | Elcometer 456 Ferrous Probe, Scale 2: Ultra / Scan : 0 - 5mm |  |  |  |  | 10100
| T456CFNF1U | Elcometer 456 Dual Fnf Probe, Scale 1: Ultra / Scan |  |  |  |  | 13400
| T456CF1UARM | Elcometer 456 Ferrous Probe, Scale 1: Ultra / Scan : 0 - 1500 mic Armoured probe |  |  |  |  | 9400
Elcometer Coating Thickness - Accessories
| T99916716 | RS232 - USB Cable Accessory |  |  |  |  | 1100
| T99916217 | Gauge-to-PC Connection cable (9 pin serial cable connector to 5 pin gauge connector) |  |  |  |  | 1300
| T99921325 | USB Cable |  |  |  |  | 200
| T45616196 | Soft Pouch Separate Probe |  |  |  |  | 250
| T45623480 | Fabric Protective Case - For Integral Gauges (Excluding A456CFBI3) |  |  |  |  | 510
| T45623466 | Plastic Transit Case - For Integral Gauges |  |  |  |  | 880
| T45623465 | Plastic Transit Case - For Separate Gauges |  |  |  |  | 880
| T99920130 | Bluetooth to USB |  |  |  |  | 500
| T99920130L | Bluetooth to USB - local |  |  |  |  | 70
| T99922341 | Self Adhesive Screen Protectors, Pack of 10 |  |  |  |  | 450
| T9997766- | Jumbo Hand Grip - F & NF Probes |  |  |  |  | 1000
| T99913225 | Jumbo Hand Grip – FNF Probe |  |  |  |  | 1000
| T9997381- | V-Probe Adaptor - F & NF Probes |  |  |  |  | 1400
| T99913133 | V-Probe Adaptor - FNF Probe |  |  |  |  | 1400
| T95012880 | Probe Placement Jig |  |  |  |  | 6800
| T95013028 | Component Hand Vice – a simple vice to hold small components |  |  |  |  | 1400
| T95012888 | Cable Release Assembly – ideal for remote measurements |  |  |  |  | 1000
| T95015961 | Probe Placement Jig - Dual FNF Probe Housing adaptor |  |  |  |  | 1000
| T95016896 | Probe Placement Jig - Mini Probe Housing adaptor |  |  |  |  | 1000
| T45616161 | Integral Bench Stand |  |  |  |  | 240
| T45616162 | Integral / Separate Bench Stand |  |  |  |  | 330
| T456C23956 | Replacement Ultra/Scan Probe End Caps (3 per pack) |  |  |  |  | 1050
New Elcometer 456C model :
| T45623480 | Fabric Protective Case - for Integral Gauges (Excluding A456CFBI3) |  |  |  |  | 510
| T99923369 | Fabric Protective Case - for Separate Gauges and A456CFBI3 Gauges |  |  |  |  | 490
Old Orange case model
| T99916195 | Soft Pouch (Integral) |  |  |  |  | 220
| T45616196 | Soft Pouch (Separate) |  |  |  |  | 250
Calibration Foils / Shims
Foils / Shims Individual
| T99022570-1A | Elcometer 990 Precision Foils to ISO Standards: 12.5um; SILVER |  |  |  |  | 300
| T99022570-2A | Elcometer 990 Precision Foils to ISO Standards: 25um; PURPLE |  |  |  |  | 300
| T99022570-4A | Elcometer 990 Precision Foils to ISO Standards: 50um; DARK BLUE |  |  |  |  | 300
| T99022570-6A | Elcometer 990 Precision Foils to ISO Standards: 75um; GREEN |  |  |  |  | 300
| T99022570-7A | Elcometer 990 Precision Foils to ISO Standards: 125um; BROWN |  |  |  |  | 300
| T99022570-9A | Elcometer 990 Precision Foils to ISO Standards: 175um; PEACOCK-BLUE |  |  |  |  | 300
| T99022570-10A | Elcometer 990 Precision Foils to ISO Standards: 250um; WHITE |  |  |  |  | 300
| T99022570-12A | Elcometer 990 Precision Foils to ISO Standards: 500um; BLACK |  |  |  |  | 300
| T99022570-14A | Elcometer 990 Precision Foils to ISO Standards:1000um; GREY-BLUE |  |  |  |  | 300
| T99022570-16A | Elcometer 990 Precision Foils to ISO Standards: 1mm; CLEAR |  |  |  |  | 300
| T99022570-17A | Elcometer 990 Precision Foils to ISO Standards:1500um; OFF-WHITE |  |  |  |  | 300
| T99022570-18A | Elcometer 990 Precision Foils to ISO Standards: 2mm; CLEAR |  |  |  |  | 300
| T99022570-20A | Elcometer 990 Precision Foils to ISO Standards: 3mm; CLEAR |  |  |  |  | 300
| T99022570-21A | Elcometer 990 Precision Foils to ISO Standards: 4mm; CLEAR |  |  |  |  | 300
| T99022570-23A | Elcometer 990 Precision Foils to ISO Standards: 8mm; CLEAR |  |  |  |  | 300
| T9994197F | Elcometer semi precision working foils |  |  |  |  | 80
Foil Sets
| T99022255-1 | Scale 1 Precision Foil Set; 0-1500um |  |  |  |  | 1500
| T99022255-1C | Scale 1 Certified Precision Foil Set; 0-1500um |  |  |  |  | 2500
| T99022255-2 | Scale 2 Precision Foil Set; 0-5000um |  |  |  |  | 1500
| T99022255-2C | Scale 2 Certified Precision Foil Set; 0-5000um |  |  |  |  | 2500
| T99022255-3 | Scale 3 Precision Foil Set; 0-13mm |  |  |  |  | 1500
| T99022255-3C | Scale 3 Certified Precision Foil Set; 0-13mm |  |  |  |  | 2500
| T99022255-4 | Scale 4 Precision Foil Set; 0-250um |  |  |  |  | 1500
| T99022255-4C | Scale 4 Certified Precision Foil Set; 0-250um |  |  |  |  | 2500
| T99022255-5 | Scale 5 Precision Foil Set; 0-800um |  |  |  |  | 1500
| T99022255-5C | Scale 5 Certified Precision Foil Set; 0-800um |  |  |  |  | 2500
| T99022255-6 | Scale 6 Precision Foil Set; 0-25mm |  |  |  |  | 1500
| T99022255-6C | Scale 6 Certified Precision Foil Set; 0-25mm |  |  |  |  | 2500
| T99022255-7 | Scale 0.5 (M3) Precision Foil Set; 0-500um |  |  |  |  | 1500
| T99022255-7C | Scale 0.5 (M3) Certified Precision Foil Set; 0-500um |  |  |  |  | 2500
| T99022255-8 | Scale 2B Precision Foil Set; 0-5000um |  |  |  |  | 1500
| T99022255-8C | Scale 2B Certified Precision Foil Set; 0-5000um |  |  |  |  | 2500
| TCALCERTF | Local Calibration Certificates for All Foils / Shims (Max 6 Foils per Certificate) |  |  |  |  | 500
| TCALCERTF-O | Local Calibration Certificates for All Foils / Shims (Max 6 Foils per Certificate) - carried out at your premises |  |  |  |  | 800
| TCAL-990 | Elcometer Calibration Certificate for individual foils (Max 6 Foils per Certificate) |  |  |  |  | 1100
Calibration Certificate - Unit
| TCALCERTU | Calibration of Paint Thickness Gauges with 1% Foils including Certificate |  |  |  |  | 500
| TCALCERTU-O | Calibration of Paint Thickness Gauges with 1% Foils including Certificate - carried out at your premises |  |  |  |  | 800
Zero Plates
| T9994910- | 1% Elcometer Steel - Polished; Size 50.8 x 25.4 x 2 mm |  |  |  |  | 460
| T9994911- | 1% Elcometer Aluminium - Polished; Size 50.8 x 25.4 x 2 mm |  |  |  |  | 460
| T9994054- | Large Elcometer Steel - Polished; Size 76.2 x 101.6 x 3 mm |  |  |  |  | 1200
| T9994055- | Large Elcometer Aluminium - Polished; Size 76.2 x 101.6 x 3 mm |  |  |  |  | 1200
| T99916925 | Ferrous Checkpiece for 311 and 415 Coating Thickness Gauge |  |  |  |  | 190
| T99916901 | Non Ferrous Checkpiece for 311 and 415 Coating Thickness Gauge |  |  |  |  | 190
| T995-05F | Certified Coated Thickness Standards; Ferrous: 0, 40, 75, 125, 250, 500µm |  |  |  |  | 5700
| T995-1F | Certified Coated Thickness Standards; Ferrous: 0, 75, 250, 500, 1000, 1500µm |  |  |  |  | 5700
| T995-2F | Certified Coated Thickness Standards; Ferrous: 0, 250, 500, 1500, 3000, 5000µm |  |  |  |  | 5700
| T995-05N | Certified Coated Thickness Standards; Non-Ferrous: 0, 40, 75, 125, 250, 500µm |  |  |  |  | 5700
| T995-1N | Certified Coated Thickness Standards; Non-Ferrous: 0, 75, 250, 500, 1000, 1500µm |  |  |  |  | 5700
| T995-2N | Certified Coated Thickness Standards; Non-Ferrous: 0, 250, 500, 1500, 3000, 5000µm |  |  |  |  | 5700
| T995-05FN | Certified Coated Thickness Standards; Dual Ferrous / Non-Ferrous: F: 0, 125, 250µm and NF: 0, 125, 250µm |  |  |  |  | 5700
Elcometer 500 Coatings on Concrete gauge
| A500C-B | Elcometer 500 Model Basic Coating Thickness Gauge - no probe - select below - no download capability |  |  |  |  | 17400
| A500C-T | Elcometer 500 Model Top Coating Thickness Gauge - no probe - download readings to free ElcoMaster software |  |  |  |  | 22100
Probe
| T500-C1 | C1 Coating Thickness Probe; Scale 1: 0.15 - 2.5mm |  |  |  |  | 21900
| T500-C2 | C2 Coating Thickness Probe; Scale 2: 0.75 - 9mm |  |  |  |  | 25400
Accessories
| T50027567-1 | Elcometer 500 Coating Calibration Mould (CCM) - for coatings not on the drop down generic Materials List |  |  |  |  | 850
| T50027602-1 | C1 Replacement Probe Tip; Pack of 2 |  |  |  |  | 1300
| T50027602-2 | C2 Replacement Probe Tip; Pack of 2 |  |  |  |  | 1500
| T50027604 | Probe Tip Oil; 4ml Bottle |  |  |  |  | 240
| T99022255-13 | C1 Probe Foil Set: 1 & 3mm |  |  |  |  | 1400
| T99022255-13C | C1 Probe Foil Set - Certified: 1 & 3mm |  |  |  |  | 2300
| T99022255-14 | C2 Probe Foil Set: 3 & 8mm |  |  |  |  | 1400
| T99022255-14C | C2 Probe Foil Set - Certified: 3 & 8mm |  |  |  |  | 2300
| T92015701 | Ultrasonic Couplant; 120ml |  |  |  |  | 280
| T92024034-7 | Ultrasonic Couplant; 300ml |  |  |  |  | 510
| T92024034-8 | Ultrasonic Couplant; 500ml |  |  |  |  | 740
| T92024034-9 | Ultrasonic Couplant - for use in High Temperature Environments; 60ml |  |  |  |  | 910
Kits
| A500-KIT1 | Coatings On Concrete Inspection Kit (Includes A456CFBI1) |  |  |  |  | 70100
| A500-KIT1Z | Coatings On Concrete Inspection Kit (A456CFBI1 Not Supplied) |  |  |  |  | 62300
Destructive - Elcometer 121 - Dry Film Thickness Gauges
| A121---S | Elcometer 121/4 Std Paint Inspection Guage |  |  |  |  | 9600
| A121---SC | Elcometer 121/4 Std Paint Inspection Guage c/w calibration certificate |  |  |  |  | 12700
| A121---T | Elcometer 121/4 Top Paint Inspection Guage |  |  |  |  | 13300
| A121---TC | Elcometer 121/4 Top Paint Inspection Guage c/w calibration certificate |  |  |  |  | 16400
|  |  | Cutting | Graticule
| Accessories |  | Angle | Scale
| T99915761-1 | Tungsten Carbide Cutter No 1 | 45 deg | 20 mic | 20 - 2000 mic |  | 790
| T99915761-4 | Tungsten Carbide Cutter No 4 | 26.6 deg | 10 mic | 10 - 1000 mic |  | 790
| T99915761-6 | Tungsten Carbide Cutter No 6 | 5.7 deg | 2 mic | 2 - 200 mic |  | 790
| T99915761-1C | Tungsten Carbide Cutter No 1 c/w calibration certificate | 45 deg | 20 mic | 20 - 2000 mic |  | 2500
| T99915761-4C | Tungsten Carbide Cutter No 4 c/w calibration certificate | 26.6 deg | 10 mic | 10 - 1000 mic |  | 2500
| T99915761-6C | Tungsten Carbide Cutter No 6 c/w calibration certificate | 5.7 deg | 2 mic | 2 - 200 mic |  | 2500
| T99913700-1 | Cross Cutter Blade, 4 Sides, 6 Teeth x 1mm |  |  |  |  | 1400
| T99913700-2 | Cross Cutter Blade, 4 Sides, 11 Teeth x 1mm |  |  |  |  | 1400
| T99913700-3 | Cross Cutter Blade, 4 Sides, 11 Teeth x 1.5mm |  |  |  |  | 1400
| T99913700-4 | Cross Cutter Blade, 4 Sides, 6 Teeth x 2mm |  |  |  |  | 1400
| T99913700-5 | Cross Cutter Blade, 4 Sides, 6 Teeth x 3mm |  |  |  |  | 1400
| T99913700-1C | Cross Cutter Blade, 4 Sides, 6 Teeth x 1mm c/w calibration certificate |  |  |  |  | 3300
| T99913700-2C | Cross Cutter Blade, 4 Sides, 11 Teeth x 1mm c/w calibration certificate |  |  |  |  | 3300
| T99913700-3C | Cross Cutter Blade, 4 Sides, 11 Teeth x 1.5mm c/w calibration certificate |  |  |  |  | 3300
| T99913700-4C | Cross Cutter Blade, 4 Sides, 6 Teeth x 2mm c/w calibration certificate |  |  |  |  | 3300
| T99913700-5C | Cross Cutter Blade, 4 Sides, 6 Teeth x 3mm c/w calibration certificate |  |  |  |  | 3300
Destructive - Elcometer 141 - Dry Film Thickness Gauges
| A141---D | Elcometer 141 Paint Inspection Gauge |  |  |  |  | 9700
| A141---DC | Elcometer 141 Paint Inspection Gauge with calibration certificate |  |  |  |  | 12100
Accessories
| T99915761-1 | Tungsten Carbide Cutter No 1 | 45 deg |  |  |  | 790
| T99915761-4 | Tungsten Carbide Cutter No 4 | 26.6 deg |  |  |  | 790
| T99915761-6 | Tungsten Carbide Cutter No 6 | 5.7 deg |  |  |  | 790
| T99915761-1C | Tungsten Carbide Cutter No 1 c/w calibration certificate | 45 deg |  |  |  | 2500
| T99915761-4C | Tungsten Carbide Cutter No 4 c/w calibration certificate | 26.6 deg |  |  |  | 2500
| T99915761-6C | Tungsten Carbide Cutter No 6 c/w calibration certificate | 5.7 deg |  |  |  | 2500
Elcometer Wet Film Thickness - Combs
| B112AL--- | 6-Sided Wet Film Comb - Aluminium | 25 - 3000 mic |  |  |  | 150
| B112----1B | 6-Sided Wet Film Comb - Stainless | 25 - 3000 mic |  |  |  | 1300
| QCB112----1B | Calibration certificate for 6-Sided Wet Film Comb - Stainless | 25 - 3000 mic |  |  |  | 1800
| K003236M201 | 6-Sided Wet Film Comb - Stainless | 20 - 370 mic |  |  |  | 850
| K003236M202 | 6-Sided Wet Film Comb - Stainless | 20 - 2000 mic |  |  |  | 970
| QCK0003236M20% | Calibration certificate for 6-Sided 3236 Wet Film Comb - Stainless |  |  |  |  | 1800
| B11529455M | 2 Sided Wet Film Combs - Stainless | 20 - 325 mic |  |  |  | 510
| B11529456M | 2 Sided Wet Film Combs - Stainless | 50 - 450 mic |  |  |  | 510
| B11529457M | 2 Sided Wet Film Combs - Stainless | 50 - 750 mic |  |  |  | 510
| B11529458M | 2 Sided Wet Film Combs - Stainless | 125 - 1250 mic |  |  |  | 510
| QCB1152945%M | Calibration certificate for 2 Sided 115 Wet Film Combs - Stainless (specify which one) |  |  |  |  | 1800
| K003238M201 | Long Edge Wet Film Version | 5 - 120 mic |  |  |  | 1000
| K003238M202 | Long Edge Wet Film Version | 25 - 600 mic |  |  |  | 1000
| K003238M203 | Long Edge Wet Film Version | 50 - 1200 mic |  |  |  | 1000
| QCK0003238M20% | Calibration certificate for Long Edge Wet Film Version ((specify which one)) |  |  |  |  | 1800
| K003238M204 | Set of 3 Long Edge Wet Film Comb (Scales 1, 2 and 3) | 5 - 1200 mic |  |  |  | 2800
| B154----1 | Wet Film Plastic Combs - For Water / Turps Based Paints (Batch of 25) | 50 - 800 mic |  |  |  | 90
Elcometer Wet Film Thickness - Wheels
| K003230M001 | Wet Film Wheels - Stainless | 0 - 25 mic |  |  |  | 4500
| K003230M002 | Wet Film Wheels - Stainless | 0 - 50 mic |  |  |  | 4500
| K003230M003 | Wet Film Wheels - Stainless | 0 - 100 mic |  |  |  | 4500
| K003230M004 | Wet Film Wheels - Stainless | 0 - 150 mic |  |  |  | 4500
| K003230M005 | Wet Film Wheels - Stainless | 0 - 200 mic |  |  |  | 4500
| K003230M006 | Wet Film Wheels - Stainless | 0 - 250 mic |  |  |  | 4500
| K003230M007 | Wet Film Wheels - Stainless | 0 - 300 mic |  |  |  | 4500
| K003230M008 | Wet Film Wheels - Stainless | 0 - 400 mic |  |  |  | 4500
| K003230M009 | Wet Film Wheels - Stainless | 0 - 500 mic |  |  |  | 4500
| K003230M010 | Wet Film Wheels - Stainless | 0 - 1000 mic |  |  |  | 4600
| K003230M016 | Wet Film Wheels - Stainless | 0 - 40 mic |  |  |  | 4500
| QCK0003230M00% | Calibration Certificate for 3230 wet film wheel (specify which one) |  |  |  |  | 2200
| K003230M017 | Wet Film Wheels - Coil Coating - Stainless | 0 - 50µm |  |  |  | 5300
| K003230M018 | Wet Film Wheels - Coil Coating - Stainless | 0 - 100µm |  |  |  | 5300
Accessories
| KT003230N003 | 15cm Wet Film Wheel Handle |  |  |  |  | 2400
| KT003230N002 | 50cm Wet Film Wheel Handle |  |  |  |  | 2600
| KT003230N001 | 100cm Wet Film Wheel Handle |  |  |  |  | 2700
Elcometer Pfund Thickness Gauge
| K003233M001 | Elcometer 3233 Pfund Thickness Gauge - Aluminium | 2.25 - 360 mic |  |  |  | 5400
| K003233M002 | Elcometer 3233 Pfund Thickness Gauge - Stainless Steel | 2.25 - 360 mic |  |  |  | 9000
Concrete Testing
Concrete Testing - Adhesion
| F506-50A | Elcometer 506 Analogue Adhesion Tester Kit; 50mm c/w Test Certificate | 0.3 - 4 Mpa |  |  |  | 32200
| F506-50AC | Elcometer 506 Analogue Adhesion Tester Kit; 50mm c/w Calibration Certificate | 0.3 - 4 Mpa |  |  |  | 33300
| F506-50D | Elcometer 506 Digital Adhesion Tester Kit; 50mm c/w Test Certificate | 0.3 - 4 Mpa |  |  |  | 31100
| F506-50DC | Elcometer 506 Digital Adhesion Tester Kit; 50mm c/w Calibration Certificate | 0.3 - 4 Mpa |  |  |  | 32100
| F510-50S | Elcometer 510 Model T Automatic Adhesion Gauge; 50mm Kit c/w Calibration Certificate | 0.3 - 4 Mpa |  |  |  | 45600
| F510-50T | Elcometer 510 Model T Automatic Adhesion Gauge; 50mm Kit c/w Calibration Certificate | 0.3 - 4 Mpa |  |  |  | 51800
Accessories
| T5060050AL-4 | Aluminium Dolly 50mm (x4) |  |  |  |  | 1100
| T9990050S | Standard Skirt for 50mm Dollies |  |  |  |  | 1800
| T99912906 | Araldite Standard Two Part Epoxy Adhesive, 2 x 15ml Tubes |  |  |  |  | 210
| T5060050H | Dolly Cutter Arbor; 50mm |  |  |  |  | 630
| T5060050CT | Dolly Cutter for 50mm Dollies |  |  |  |  | 1900
Elcometer 106 Adhesion Tester
| F106----6 | Elcometer 106/6 Adhesion Tester of Coatings on Concrete |  |  |  |  | 14400
| T99912906 | Araldite Epoxy Adhesive |  |  |  |  | 210
| T10618570 | Dollies for 106/6 Concrete Adhesion Tester - 5 dollies |  |  |  |  | 1500
Concrete Testing - Concrete Covermeter
| W331BH--4 | Elcometer 331 MkII Basic Covermeter with Half Cell Capability with no Stats |  |  |  |  | 18500
| W331SH--4 | Elcometer 331 MkII Standard Covermeter with Half Cell Capability with Stats up to 1000 readings |  |  |  |  | 27800
| W331TH--4 | Elcometer 331 MkII Top Covermeter with Half Cell Cabability Stats up to 65 000 readings |  |  |  |  | 41700
| W331THD-4 | 331 MkII Top Covermeter - Half Cell Cabability with Stats -240 000 readings - no search head - S/S mode |  |  |  |  | 45100
| TW33119124-1A | 331 MkII Standard Search Head |  |  |  |  | 6800
Packing List includes :
Basic Unit
Covermeter
Rechargeable Battery Pack & Charger
Earphone
Shoulder Harness
Plastic carrying case
Instruction Booklet
Standard & Top Unit
| Basic + : | PC / printer Cable
EDTS+ Excel Software
Covermaster Software
Optional Accessories - not included
| TW33119124-1A | 331 MkII Standard Search Head |  |  |  |  | 6800
| TW33119124-2A | 331 MkII Narrow Pitch Search Head |  |  |  |  | 8900
| TW33119171A | 331 MkII Deep Cover Search Head |  |  |  |  | 7900
| TW33119223-1A | 331 MkII Borehole Probe, 0 - 40cm |  |  |  |  | 9800
| TW33119223-2A | 331 MkII Borehole Probe, 0 - 100cm |  |  |  |  | 9800
| TW331CUKIT | 331 MkII Half-Cell Probe Kit, Copper/Copper Sulphate |  |  |  |  | 7200
| TW331AGKIT | 331 MkII Half-Cell Probe Kit, Silver/Silver Chloride |  |  |  |  | 9000
| TW33119668-1 | 331 MkII Half-Cell Probe, Copper/Copper Sulphate |  |  |  |  | 5900
| TW33119668-2 | 331 MkII Half-Cell Probe, Silver/Silver Chloride |  |  |  |  | 7700
| TEST-331HCP | Half Cell Probe Test Information Record All Half Cell Probes Are Supplied Complete With Test Information Record |  |  |  |  | FOC
| TW33119683 | 331 MkII Extension Reel, 100M |  |  |  |  | 1600
| TW33119678 | 331 MkII Extension Reel, 25M |  |  |  |  | 590
| TW33119677 | 331 MkII Rebar Cable With Clip, 1.7M |  |  |  |  | 360
| TW33116983 | 331 MkII Half Cell Connecting Cable, 1.7M |  |  |  |  | 360
| TW33119221 | Covermaster Software |  |  |  |  | FOC
| TW33119201 | Straight Cable 1.8M (5.9Ft) |  |  |  |  | 1100
| TW33119199 | Curly Cable |  |  |  |  | 1100
| TW33119038-EXP1 | 331 Rechargeable Lithium Ion Battery Pack (single) |  |  |  |  | 4300
| TW33119304B | Battery Charger & Mains Lead EUR |  |  |  |  | 1600
| TW33119222 | Extension Arm Kit |  |  |  |  | 2800
| TW33119218 | Calibration Test Block |  |  |  |  | 2800
| T99912220 | Earphones |  |  |  |  | 230
Concrete Testing - Coating Thickness
Destructive Paint Inspection Gauge
| A121---S | Elcometer 121 Paint Inspection Gauge |  |  |  |  | 9600
| A121---T | Elcometer 121 Paint Inspection Gauge |  |  |  |  | 13300
Non Destructive Coating Thickness Gauge
| A500C-B | Elcometer 500 Model Basic Coating Thickness Gauge - no download capability |  |  |  |  | 17400
| A500C-T | Elcometer 500 Model Top Coating Thickness Gauge - download readings to free ElcoMaster software |  |  |  |  | 22100
Probe
| T500-C1 | C1 Coating Thickness Probe; Scale 1: 0.15 - 2.5mm |  |  |  |  | 21900
| T500-C2 | C2 Coating Thickness Probe; Scale 2: 0.75 - 10mm |  |  |  |  | 25400
Accessories
| T50027567-1 | Elcometer 500 Coating Calibration Mould (CCM) - for coatings not on the drop down generic Materials List |  |  |  |  | 850
| T50027602-1 | C1 Replacement Probe Tip; Pack of 2 |  |  |  |  | 1300
| T50027602-2 | C2 Replacement Probe Tip; Pack of 2 |  |  |  |  | 1500
| T50027604 | Probe Tip Oil; 4ml Bottle |  |  |  |  | 240
| T99022255-13 | C1 Probe Foil Set: 1 & 3mm |  |  |  |  | 1400
| T99022255-13C | C1 Probe Foil Set - Certified: 1 & 3mm |  |  |  |  | 2300
| T99022255-14 | C2 Probe Foil Set: 3 & 8mm |  |  |  |  | 1400
| T99022255-14C | C2 Probe Foil Set - Certified: 3 & 8mm |  |  |  |  | 2300
| T92015701 | Ultrasonic Couplant; 120ml |  |  |  |  | 280
| T92024034-7 | Ultrasonic Couplant; 300ml |  |  |  |  | 510
| T92024034-8 | Ultrasonic Couplant; 500ml |  |  |  |  | 740
| T92024034-9 | Ultrasonic Couplant - for use in High Temperature Environments; 60ml |  |  |  |  | 910
Concrete Testing - Accessories
Concrete Inspection Accessories
| W90018568-D | Elcometer 900 Concrete Crack Microscope |  |  |  |  | 4900
| E143----1 | Crack Width Grading Ruler |  |  |  |  | 130
| TC200 | Crack Width Gauge |  |  |  |  | 68000
| 139 - 30X | Microscope Illuminated - 30 Times Magnification |  |  |  |  | 320
| 139 - 50X | Microscope Illuminated - 50 Times Magnification |  |  |  |  | 310
| 139 - 100X | Microscope Illuminated - 60, 80 100 Times Magnification |  |  |  |  | 420
| 139 - 100-S | Microscope Illuminated - 60, 80 100 Times Magnification (Including stand & Micro data card) |  |  |  |  | 530
| H131---1A | Telescopic Inspection Mirror (Extends 350 to 1 400 mm) |  |  |  |  | 4800
| H131---2A | Inspection Mirror - Illuminated (Flexible Shafts Available) |  |  |  |  | 6100
| H137----1 | Elcometer Illuminated Magnifier - 10x Magnification |  |  |  |  | 1200
| KT007210M001 | Elcometer 7210 Pocket Microscope 30 X |  |  |  |  | 3300
| H132---1A | Safety Torch |  |  |  |  | 1800
Concrete Testing - Moisture
| CME 4 | Tramex Concrete Moisture Encounter (NDT) for Concrete Floors, Screeds & Gypsum | 0 - 6 % |  |  |  | 8900
| DM4A | Max Doser (NDT) [set on B] for Concrete 0-20% | 0-20 % |  |  |  | 10600
| BLD5365 | Protimeter Surveymaster SM - Digital - Very Popular for Bldg Survey | 7 - 100 WME |  |  |  | 9600
Concrete Testing - Hardness
Analogue
| HT225A | Concrete Test Hammer (Like Schmidt - Type N), Compression Strength - includes Inspection Report |  |  |  |  | 4400
| W181----1 | Elcometer 181 Concrete Test Hammer (Like Schmidt - Type N), Compression Strength |  |  |  |  | 8800
Optional Accessories for Elcometer 181
| TW99919563 | Calibration Anvil (Supplied complete with calibration certificate traceable to EN12504-2) |  |  |  |  | 16100
| TWCAL-181 | Elcometer 181 Concrete Test Hammer Certificate |  |  |  |  | 1300
Digital
| HT225D | Digital Concrete Test Hammer (Like Schmidt - Type N) - links via Bluetooth or USB to computer |  |  |  |  | 16100
| HT225DS | Digital Concrete Test Hammer (Type N) - 2 in 1 - Analogue or Digital - 1 body - links to computer |  |  |  |  | 19000
| HT225DS2 | Digital Concrete Test Hammer (Type N) - 2 in 1 - Analogue or Digital - 2 bodies - links to computer |  |  |  |  | 22800
Concrete Inspection
| E143----1 | Crack Width Grading Ruler |  |  |  |  | 130
| W90018568-D | Concrete Crack Microscope - Metric |  |  |  |  | 4900
Conductivity
Elcometer 138 - Conductivity
| T13823925 | Elcometer 138 Horiba B-771 Conductivity Meter |  |  |  |  | 5500
| T13827355 | Elcometer 138E Conductivity Meter |  |  |  |  | 3000
Accessories
| T13823926 | Horiba B-771 Calibration Solution 1.41 ms/cm; 14ml bottle |  |  |  |  | 1200
| T99911344 | Pure Water (250ml Bottle) |  |  |  |  | 220
| T13818517 | 5ml Syringes (Without Needles) - 3 Off |  |  |  |  | 130
| T13823928 | Horiba B-771 Conductivity Meter Sensor |  |  |  |  | 3800
| T13827352-1 | Calibration Solution 447 µS/cm (0.447 mS/cm); 4 x 20ml Single Use Pouches |  |  |  |  | 1600
| T13827352-2 | Calibration Solution 1413 µS/cm (1.413 mS/cm); 4 x 20ml Single Use Pouches |  |  |  |  | 1600
| T13827352-3 | Calibration Solution 15000 µS/cm (15 mS/cm); 4 x 20ml Single Use Pouches |  |  |  |  | 1600
Corrosion
Elcometer 1537 & 1538 Corrosion
Elcometer 1537 ISO Scratching Tool
| K0001537M001 | ISO Scratching Tool |  |  |  |  | 1700
| K0001537M001C | ISO Scratching Tool c/w certificate of conformity |  |  |  |  | 4000
Elcometer 1538 DIN Scratching Tool
| K0001538M004 | DIN Scratch Tool with 0.5mm Cutter - Renault |  |  |  |  | 5400
| K0001538M005 | DIN Scratch Tool with 1mm Cutter - Renault |  |  |  |  | 5400
| K0001538M201 | DIN Scratch Tool with 1mm Cutter -- Cass Test |  |  |  |  | 3600
| K0001538M202 | DIN Scratch Tool with 0.5mm Cutter - Salt Spray Test |  |  |  |  | 3600
| KT001538M103 | DIN Blade Adjust Device |  |  |  |  | 5200
Accessories
| KT001538N001 | Tungsten Carbide Normal Cutter - 2 Cutting Edges - 1 mm |  |  |  |  | 1400
| KT001538N002 | Tungsten Carbide Normal Cutter - 2 Cutting Edges - 0.5 mm |  |  |  |  | 1300
Covermeters
Low Cost Covermeter / Metal Detector
| MT6 | Metal Detector - Down to 150 mm, Also Identifies between Magnetic & Non-Magnetic |  |  |  |  | 3500
Elcometer 331 Concrete Covermeter
Unit Only - no Search Head or Half Cell Kit included
| W331BH--4 | Elcometer 331 MkII Basic Covermeter with Half Cell Capability with no Stats |  |  |  |  | 18500
| W331SH--4 | Elcometer 331 MkII Standard Covermeter with Half Cell Capability with Stats up to 1000 readings |  |  |  |  | 27800
| W331TH--4 | Elcometer 331 MkII Top Covermeter with Half Cell Cabability Stats up to 65 000 readings |  |  |  |  | 41700
| W331THD-4 | 331 MkII Top Covermeter - Half Cell Cabability with Stats -240 000 readings - no search head - S/S mode |  |  |  |  | 45100
Packing List includes :
Basic Unit
Covermeter
Rechargeable Battery Pack & Charger
Earphone
Shoulder Harness
Plastic carrying case
Instruction Booklet
Standard & Top Unit
| Basic + : | PC / printer Cable
EDTS+ Excel Software
Covermaster Software
Optional Accessories - not included - you need to select a Search Head or a Half Cell Kit
| TW33119124-1A | 331 MkII Standard Search Head |  |  |  |  | 6800
| TW33119124-2A | 331 MkII Narrow Pitch Search Head |  |  |  |  | 8900
| TW33119171A | 331 MkII Deep Cover Search Head |  |  |  |  | 7900
| TW33119223-1A | 331 MkII Borehole Probe, 0 - 40cm |  |  |  |  | 9800
| TW33119223-2A | 331 MkII Borehole Probe, 0 - 100cm |  |  |  |  | 9800
| TW331CUKIT | 331 MkII Half-Cell Probe Kit, Copper/Copper Sulphate |  |  |  |  | 7200
| TW331AGKIT | 331 MkII Half-Cell Probe Kit, Silver/Silver Chloride |  |  |  |  | 9000
| TW33119668-1 | 331 MkII Half-Cell Probe, Copper/Copper Sulphate |  |  |  |  | 5900
| TW33119668-2 | 331 MkII Half-Cell Probe, Silver/Silver Chloride |  |  |  |  | 7700
| TEST-331HCP | Half Cell Probe Test Information Record All Half Cell Probes Are Supplied Complete With Test Information Record |  |  |  |  | FOC
| TW33119683 | 331 MkII Extension Reel, 100M |  |  |  |  | 1600
| TW33119678 | 331 MkII Extension Reel, 25M |  |  |  |  | 590
| TW33119677 | 331 MkII Rebar Cable With Clip, 1.7M |  |  |  |  | 360
| TW33116983 | 331 MkII Half Cell Connecting Cable, 1.7M |  |  |  |  | 360
| TW33119221 | Covermaster Software |  |  |  |  | FOC
| TW33119201 | Straight Cable 1.8M (5.9Ft) |  |  |  |  | 1100
| TW33119199 | Curly Cable |  |  |  |  | 1100
| TW33119038-EXP1 | 331 Rechargeable Lithium Ion Battery Pack (single) |  |  |  |  | 4300
| TW33119304B | Battery Charger & Mains Lead EUR |  |  |  |  | 1600
| TW33119222 | Extension Arm Kit |  |  |  |  | 2800
| TW33119218 | Calibration Test Block |  |  |  |  | 2800
| T99912220 | Earphones |  |  |  |  | 230
Kolectric Covermeters
Unit
| 8022P | Micro Covermeter Pro kit |  |  |  |  | 44300
Packing List includes :
Probe with integral cable , battery charge, spare probe sole plate
Hard Carry Case, Dust cover & wrist strap
Certificate Of Conformity
Optional accessories- 8022
| 8022-HC | High Impact Waterproof Hard Case |  |  |  |  | 2600
| 8022-KT | Download Kit - USB Cable & Software |  |  |  |  | 2000
| 8022-SS | Shoulder Strap |  |  |  |  | 200
Spares- 8022
| 8022-INS | Instrument |  |  |  |  | 36400
| 8022-PROBE | Probe |  |  |  |  | 11900
| 8022-CHARGE | Charger -Eu |  |  |  |  | 1100
| 8022-USB | USB Cable |  |  |  |  | 1300
| 8022-SP | Probe Soleplate (2) |  |  |  |  | 200
| 8022-UM | User Manual |  |  |  |  | 100
| 8022-HC | Executive (Aluminium) Hard Case |  |  |  |  | 2600
Density Cups
Elcometer Density Cups
| K0001800M001 | Picnometer 50cc - Stainless Steel |  |  |  |  | 3700
| K0001800M002 | Picnometer 50cc - Stainless Steel with Test Certificate |  |  |  |  | 4900
| K0001800M005 | Picnometer 100cc - Stainless Steel |  |  |  |  | 3900
| K0001800M006 | Picnometer 100cc - Stainless Steel with Test Certificate |  |  |  |  | 4900
Distance Meters
Laser Distance Meter
| D1 | Leica Disto D1 Laser Distance Meter - with Bluetooth Smart | 0.05 to 40 m |  |  |  | 1800
| D110 | Leica Disto D110 Laser Distance Meter - with Bluetooth Smart | 0.05 to 60 m |  |  |  | 2900
| D2 | Leica Disto D2 Laser Distance Meter - with Bluetooth Smart | 0.05 to 100 m |  |  |  | 3400
| X310 | Leica Disto X310 Laser Distance Meter - with Inclinometer - IP65 | 0.05 to 120 m |  |  |  | 4900
| D410 | Leica Disto D410 Laser Distance Meter - IP65 | 0.05 to 150 m |  |  |  | 7100
| D510 | Leica Disto D510 Laser Distance Meter - with Blue Tooth & Inclinometer | 0.05 to 200 m |  |  |  | 10200
| D810 | Leica Disto D810 Laser Distance Meter - with Blue Tooth & Inclinometer | 0.05 to 200 m |  |  |  | 14400
| S910 | Leica Disto S910 Laser Distance Meter - Measure anything from anywhere | 0.05 to 300 m |  |  |  | 27100
Package Deals
| D510P | Leica Disto D510 Laser Distance Meter - includes TR170 & FTA360 |  |  |  |  | 13800
| D810P | Leica Disto D810 Laser Distance Meter - includes TR170 & FTA360 |  |  |  |  | 18100
| S910P | Leica Disto S910 Laser Distance Meter - includes TR170 & FTA360 |  |  |  |  | 31000
Optional Accessories for Laser Distance Meter
| DST360 | Leica DST 360 complete kit - TR170 Tripod + FTA360 Gimble in box |  |  |  |  | 10500
| TARGET | A4 Target Plate |  |  |  |  | 500
Permeability Cup
Elcometer 5100 - Permeability Cup
| K0005100M201 | Payne Permeability Cup 10 cm2, 15 cm3 |  |  |  |  | 4700
| K0005100M202 | Payne Permeability Cup 30 cm2, 50 cm3 |  |  |  |  | 6900
| K0005100M203 | Payne Permeability Cup 30 cm2, 75 cm3 |  |  |  |  | 7300
Accessories
| KT005100P001 | Spare Rubber Seal For Elcometer 5100/1 |  |  |  |  | 790
Elasticity & Resistance Deformation
Elcometer Elasticity & Resistance Deformation
Mandrel Tester
| K001500M002 | Set of 13 Mandrels on a Stand- ASTM |  |  |  |  | 13700
| K001510M001 | Conical Mandrel Tester ISO/ASTM |  |  |  |  | 47000
| K0001510M001C | Conical Mandrel Tester ISO/ASTM c/w calibration certificate |  |  |  |  | 49600
| K1506M201 | Cylindrical Mandrel Tester ISO- DIN-ASTM (unit only - mandrels not included) |  |  |  |  | 30300
Accessories
| KT001506P201 | Spare Complete Set of 14 Mandrels |  |  |  |  | 14500
| KT001506F002-7 | Metric Mandrels 2 mm to 8mm (specify which one) |  |  |  |  | 1500
| KT001506F014-21 | Metric Mandrels 10 mm to 32mm (specify which one) |  |  |  |  | 900
Cupping Test
| K001620M004 | Manual Cupping Tester - Digital Gauge |  |  |  |  | 84900
| K0001620M004C | Manual Cupping Tester - Digital Gauge c/w calibration certificate |  |  |  |  | 87500
Impact Testers
| K001615M201 | Elcometer 1615 Base Tube and Assembly |  |  |  |  | 23700
Add the Base Unit Above to one of the Kits below to make a complete Unit :
| KT001615KITA | Kit A: ISO 6272/1 |  |  |  |  | 15100
| KT001615KITB | Kit B: ISO 6272/2 |  |  |  |  | 10800
| KT001615KITC | Kit C: ASTM D2794, BS 6496 & EN 12206-1 |  |  |  |  | 10800
| KT001615KITD | Kit D: ISO 6272/1 & BS EN ISO 6272/1 |  |  |  |  | 16900
| KT001615KITE | Kit E: NF T30-017 (1989) |  |  |  |  | 15100
| KT001615KITF | Kit F: ISO 6272/1 & ISO 6272/2 |  |  |  |  | 19300
| KT001615KITG | Kit G; ISO 6272-2:2011 |  |  |  |  | 16300
| KT001615KITAC | Kit A: ISO 6272/1 c/w calibration certificate |  |  |  |  | 17300
| KT001615KITBC | Kit B: ISO 6272/2 c/w calibration certificate |  |  |  |  | 13000
| KT001615KITCC | Kit C: ASTM D2794, BS 6496 & EN 12206-1 c/w calibration certificate |  |  |  |  | 13000
| KT001615KITDC | Kit D: ISO 6272/1 & BS EN ISO 6272/1 c/w calibration certificate |  |  |  |  | 19000
| KT001615KITEC | Kit E: NF T30-017 (1989) c/w calibration certificate |  |  |  |  | 17300
| KT001615KITFC | Kit F: ISO 6272/1 & ISO 6272/2 c/w calibration certificate |  |  |  |  | 21500
Fibrescopes
Fibrescopes
| FS-10-6-450 | Fibrescope Internal Viewer - 2 in 1 - 450mm | 6 / 10 mm | 450 mm |  |  | 4500
| FS-10-6-900 | Fibrescope Internal Viewer - 2 in 1 - 900mm | 6 / 10 mm | 900 mm |  |  | 5100
Accessories/Spare Parts
| FS-L | Replacement Halogen lamp |  |  |  |  | 400
| FS-REC | Rubber Eye Cap |  |  |  |  | 500
| FS-10-45MR | Clip-on 45° degree mirror, for 10mm version |  |  |  |  | 300
| FS-10-MA | Clip-on Magnetic Tip, for 10mm version |  |  |  |  | 400
| FS-6-45MR | Clip-on 45° degree mirror for 6mm version |  |  |  |  | 300
| FS-6-MA | Clip-on Magnetic Tip for 6mm version |  |  |  |  | 500
Film Applicators
Elcometer 4340 Motorised Film Applicator
| K4340M10- | Motorised Film Applicator with Standard Table, 110 - 240V |  |  |  |  | 78000
| K4340M100 | Motorised Film Applicator with Perforated Vacuum Table, 110 - 240V |  |  |  |  | 86600
| K4340M102 | Motorised Film Applicator with Double Channel Vacuum Table, 110 - 240V |  |  |  |  | 86600
| K4340M12- | Motorised Film Applicator with Standard Table, Electrically Heated, 220 - 240V |  |  |  |  | 87300
| K4340M120 | Motorised Film Applicator with Perforated Vacuum Table, Electrically Heated, 220 - 240V |  |  |  |  | 87300
Optional Accessories for M10-, M100, M102
| KT004340N001 | Film Applicator Attachment |  |  |  |  | 7700
| KT004340N002 | Spiral Bar Coater Attachment |  |  |  |  | 12000
| KT004340N003 | Film Applicator & Spiral Bar Coater Attachment Combined |  |  |  |  | 15400
Optional Accessories for M12-, M120
| KT004340N101 | Film Applicator Attachment |  |  |  |  | 8300
| KT004340N102 | Spiral Bar Coater Attachment |  |  |  |  | 12500
| KT004340N103 | Film Applicator & Spiral Bar Coater Attachment Combined |  |  |  |  | 16000
Accessory for all the models
| QCK4340M | Calibration Certificate for Elcometer K4340 |  |  |  |  | 2200
Elcometer 4360 Spiral Bar Coaters
| K0004360P001 | 250mm Wide Spiral Bar Coater, 4um |  |  |  |  | 1500
| K0004360P002 | 250mm Wide Spiral Bar Coater, 6um |  |  |  |  | 1500
| K0004360P003 | 250mm Wide Spiral Bar Coater, 8um |  |  |  |  | 1500
| K0004360P004 | 250mm Wide Spiral Bar Coater, 10um |  |  |  |  | 1500
| K0004360P005 | 250mm Wide Spiral Bar Coater, 12um |  |  |  |  | 1500
| K0004360P006 | 250mm Wide Spiral Bar Coater, 16um |  |  |  |  | 1500
| K0004360P007 | 250mm Wide Spiral Bar Coater, 20um |  |  |  |  | 1500
| K0004360P008 | 250mm Wide Spiral Bar Coater, 26um |  |  |  |  | 1500
| K0004360P009 | 250mm Wide Spiral Bar Coater, 30um |  |  |  |  | 1500
| K0004360P010 | 250mm Wide Spiral Bar Coater, 34um |  |  |  |  | 1500
| K0004360P011 | 250mm Wide Spiral Bar Coater, 38um |  |  |  |  | 1500
| K0004360P012 | 250mm Wide Spiral Bar Coater, 40um |  |  |  |  | 1500
| K0004360P013 | 250mm Wide Spiral Bar Coater, 46um |  |  |  |  | 1500
| K0004360P014 | 250mm Wide Spiral Bar Coater, 50um |  |  |  |  | 1500
| K0004360P015 | 250mm Wide Spiral Bar Coater, 56um |  |  |  |  | 1500
| K0004360P016 | 250mm Wide Spiral Bar Coater, 60um |  |  |  |  | 1500
| K0004360P017 | 250mm Wide Spiral Bar Coater, 66um |  |  |  |  | 1500
| K0004360P018 | 250mm Wide Spiral Bar Coater, 70um |  |  |  |  | 1500
| K0004360P019 | 250mm Wide Spiral Bar Coater, 76um |  |  |  |  | 1500
| K0004360P020 | 250mm Wide Spiral Bar Coater, 80um |  |  |  |  | 1500
| K0004360P021 | 250mm Wide Spiral Bar Coater, 90um |  |  |  |  | 1500
| K0004360P022 | 250mm Wide Spiral Bar Coater, 100um |  |  |  |  | 1500
| K0004360P023 | 250mm Wide Spiral Bar Coater, 110um |  |  |  |  | 1500
| K0004360P024 | 250mm Wide Spiral Bar Coater, 120um |  |  |  |  | 1500
| K0004360P025 | 250mm Wide Spiral Bar Coater, 130um |  |  |  |  | 1500
| K0004360P026 | 250mm Wide Spiral Bar Coater, 140um |  |  |  |  | 1500
| K0004360P027 | 250mm Wide Spiral Bar Coater, 150um |  |  |  |  | 1500
| K0004360P029 | 250mm Wide Spiral Bar Coater, 175um |  |  |  |  | 1500
| K0004360P030 | 250mm Wide Spiral Bar Coater, 200um |  |  |  |  | 1500
| K0004360P031 | 250mm Wide Spiral Bar Coater, 300um |  |  |  |  | 1500
| K0004360P032 | 250mm Wide Spiral Bar Coater, 400um |  |  |  |  | 1500
| K0004360P033 | 250mm Wide Spiral Bar Coater, 500um |  |  |  |  | 1500
Elcometer 4361 Spiral Bar Coaters
| K0004361P001 | 140mm Wide Spiral Bar Coater, 4um |  |  |  |  | 1600
| K0004361P002 | 140mm Wide Spiral Bar Coater, 6um |  |  |  |  | 1600
| K0004361P003 | 140mm Wide Spiral Bar Coater, 8um |  |  |  |  | 1600
| K0004361P004 | 140mm Wide Spiral Bar Coater, 10um |  |  |  |  | 1600
| K0004361P005 | 140mm Wide Spiral Bar Coater, 12um |  |  |  |  | 1600
| K0004361P006 | 140mm Wide Spiral Bar Coater, 16um |  |  |  |  | 1600
| K0004361P007 | 140mm Wide Spiral Bar Coater, 20um |  |  |  |  | 1600
| K0004361P008 | 140mm Wide Spiral Bar Coater, 26um |  |  |  |  | 1600
| K0004361P009 | 140mm Wide Spiral Bar Coater, 30um |  |  |  |  | 1600
| K0004361P010 | 140mm Wide Spiral Bar Coater, 34um |  |  |  |  | 1600
| K0004361P011 | 140mm Wide Spiral Bar Coater, 38um |  |  |  |  | 1600
| K0004361P012 | 140mm Wide Spiral Bar Coater, 40um |  |  |  |  | 1600
| K0004361P013 | 140mm Wide Spiral Bar Coater, 46um |  |  |  |  | 1600
| K0004361P014 | 140mm Wide Spiral Bar Coater, 50um |  |  |  |  | 1600
| K0004361P015 | 140mm Wide Spiral Bar Coater, 56um |  |  |  |  | 1600
| K0004361P016 | 140mm Wide Spiral Bar Coater, 60um |  |  |  |  | 1600
| K0004361P017 | 140mm Wide Spiral Bar Coater, 66um |  |  |  |  | 1600
| K0004361P018 | 140mm Wide Spiral Bar Coater, 70um |  |  |  |  | 1600
| K0004361P019 | 140mm Wide Spiral Bar Coater, 76um |  |  |  |  | 1600
| K0004361P020 | 140mm Wide Spiral Bar Coater, 80um |  |  |  |  | 1600
| K0004361P021 | 140mm Wide Spiral Bar Coater, 90um |  |  |  |  | 1600
| K0004361P022 | 140mm Wide Spiral Bar Coater, 100um |  |  |  |  | 1600
| K0004361P023 | 140mm Wide Spiral Bar Coater, 110um |  |  |  |  | 1600
| K0004361P024 | 140mm Wide Spiral Bar Coater, 120um |  |  |  |  | 1600
| K0004361P025 | 140mm Wide Spiral Bar Coater, 130um |  |  |  |  | 1600
| K0004361P026 | 140mm Wide Spiral Bar Coater, 140um |  |  |  |  | 1600
| K0004361P027 | 140mm Wide Spiral Bar Coater, 150um |  |  |  |  | 1600
| K0004361P029 | 140mm Wide Spiral Bar Coater, 175um |  |  |  |  | 1600
| K0004361P030 | 140mm Wide Spiral Bar Coater, 200um |  |  |  |  | 1600
| K0004361P031 | 140mm Wide Spiral Bar Coater, 300um |  |  |  |  | 1600
| K0004361P032 | 140mm Wide Spiral Bar Coater, 400um |  |  |  |  | 1600
| K0004361P033 | 140mm Wide Spiral Bar Coater, 500um |  |  |  |  | 1600
Elcometer 3520 Baker Film Applicator
| K0003520M001 | Baker Applicator 30-60-90-120um 25 mm |  |  |  |  | 4800
| K0003520M002 | Baker Applicator 30-60-90-120um 50 mm |  |  |  |  | 4800
| K0003520M003 | Baker Applicator 30-60-90-120um 60 mm |  |  |  |  | 4800
| K0003520M004 | Baker Applicator 30-60-90-120um 75mm |  |  |  |  | 5100
| K0003520M005 | Baker Applicator 30-60-90-120um 100 mm |  |  |  |  | 5200
| K0003520M006 | Baker Applicator 30-60-90-120um 125 mm |  |  |  |  | 5400
| K0003520M007 | Baker Applicator 30-60-90-120um 150 mm |  |  |  |  | 6400
| K0003520M008 | Baker Applicator 30-60-90-120um 200 mm |  |  |  |  | 7300
| K0003520M009 | Baker Applicator 30-60-90-120um 250 mm |  |  |  |  | 7900
| K0003520M011 | Baker Applicator 30-60-90-120um 175mm Wide |  |  |  |  | 8000
| K0003520M101 | Baker Applicator 50-100-150-200um 60Mm Wide |  |  |  |  | 6200
| K0003520M001C | Baker Applicator 30-60-90-120um 25 mm c/w Calibration Certificate |  |  |  |  | 7100
| K0003520M002C | Baker Applicator 30-60-90-120um 50 mm c/w Calibration Certificate |  |  |  |  | 7100
| K0003520M003C | Baker Applicator 30-60-90-120um 60 mm c/w Calibration Certificate |  |  |  |  | 7100
| K0003520M004C | Baker Applicator 30-60-90-120um 75mm c/w Calibration Certificate |  |  |  |  | 7500
| K0003520M005C | Baker Applicator 30-60-90-120um 100 mm c/w Calibration Certificate |  |  |  |  | 7500
| K0003520M006C | Baker Applicator 30-60-90-120um 125 mm c/w Calibration Certificate |  |  |  |  | 7700
| K0003520M007C | Baker Applicator 30-60-90-120um 150 mm c/w Calibration Certificate |  |  |  |  | 8800
| K0003520M008C | Baker Applicator 30-60-90-120um 200 mm c/w Calibration Certificate |  |  |  |  | 9700
| K0003520M009C | Baker Applicator 30-60-90-120um 250 mm c/w Calibration Certificate |  |  |  |  | 10300
| K0003520M011C | Baker Applicator 30-60-90-120um 175mm c/w Calibration Certificate |  |  |  |  | 10300
| K0003520M101C | Baker Applicator 50-100-150-200um 60mm c/w Calibration Certificate |  |  |  |  | 8800
Elcometer 3525 & 3530 Film Applicators
| K0003525M001 | Adjustable Baker Film Applicator 0-100um 50mm |  |  |  |  | 9300
| K0003525M002 | Adjustable Baker Film Applicator 0-100um 75mm |  |  |  |  | 9700
| K0003525M003 | Adjustable Baker Film Applicator 0-100um 100mm |  |  |  |  | 10100
| K0003525M004 | Adjustable Baker Film Applicator 0-100um 150mm |  |  |  |  | 10500
| K0003525M005 | Adjustable Baker Film Applicator 0-100um 200mm |  |  |  |  | 11100
| K0003525M006 | Adjustable Baker Film Applicator 0-100um 250mm |  |  |  |  | 11300
| K0003525M001C | Adjustable Baker Film Applicator 0-100um 50mm c/w Calibration Certificate |  |  |  |  | 11700
| K0003525M002C | Adjustable Baker Film Applicator 0-100um 75mm c/w Calibration Certificate |  |  |  |  | 12100
| K0003525M003C | Adjustable Baker Film Applicator 0-100um 100mm c/w Calibration Certificate |  |  |  |  | 12500
| K0003525M004C | Adjustable Baker Film Applicator 0-100um 150mm c/w Calibration Certificate |  |  |  |  | 12900
| K0003525M005C | Adjustable Baker Film Applicator 0-100um 200mm c/w Calibration Certificate |  |  |  |  | 13500
| K0003525M006C | Adjustable Baker Film Applicator 0-100um 250mm c/w Calibration Certificate |  |  |  |  | 13700
| K0003530M001 | Adjustable Baker Film Applicator 0-250um 50mm |  |  |  |  | 9400
| K0003530M002 | Adjustable Baker Film Applicator 0-250um 75mm |  |  |  |  | 10000
| K0003530M003 | Adjustable Baker Film Applicator 0-250um 100mm |  |  |  |  | 10200
| K0003530M004 | Adjustable Baker Film Applicator 0-250um 150mm |  |  |  |  | 10700
| K0003530M005 | Adjustable Baker Film Applicator 0-250um 200mm |  |  |  |  | 11000
| K0003530M006 | Adjustable Baker Film Applicator 0-250um 250mm |  |  |  |  | 11700
| K0003530M001C | Adjustable Baker Film Applicator 0-250um 50mm c/w Calibration Certificate |  |  |  |  | 11800
| K0003530M002C | Adjustable Baker Film Applicator 0-250um 75mm c/w Calibration Certificate |  |  |  |  | 12400
| K0003530M003C | Adjustable Baker Film Applicator 0-250um 100mm c/w Calibration Certificate |  |  |  |  | 12500
| K0003530M004C | Adjustable Baker Film Applicator 0-250um 150mm c/w Calibration Certificate |  |  |  |  | 13000
| K0003530M005C | Adjustable Baker Film Applicator 0-250um 200mm c/w Calibration Certificate |  |  |  |  | 13300
| K0003530M006C | Adjustable Baker Film Applicator 0-250um 250mm c/w Calibration Certificate |  |  |  |  | 14100
Elcometer 3525 & 3530 Film Applicators
| K0003550M001 | Single Sided Film Applicator 50um 50mm |  |  |  |  | 3900
| K0003550M002 | Single Sided Film Applicator 50um 75mm |  |  |  |  | 3900
| K0003550M003 | Single Sided Film Applicator 50um 150mm |  |  |  |  | 3900
| K0003550M201 | Single Sided Film Applicator 75um 50mm |  |  |  |  | 3900
| K0003550M202 | Single Sided Film Applicator 75um 75mm |  |  |  |  | 3900
| K0003550M203 | Single Sided Film Applicator 75um 150mm |  |  |  |  | 3900
| K0003550M001C | Single Sided Film Applicator 50um 50mm c/w Calibration Certificate |  |  |  |  | 6300
| K0003550M002C | Single Sided Film Applicator 50um 75mm c/w Calibration Certificate |  |  |  |  | 6300
| K0003550M003C | Single Sided Film Applicator 50um 150mm c/w Calibration Certificate |  |  |  |  | 6300
| K0003550M201C | Single Sided Film Applicator 75um 50mm c/w Calibration Certificate |  |  |  |  | 6300
| K0003550M202C | Single Sided Film Applicator 75um 75mm c/w Calibration Certificate |  |  |  |  | 6300
| K0003550M203C | Single Sided Film Applicator 75um 150mm c/w Calibration Certificate |  |  |  |  | 6300
Elcometer 3540 Four Sided Film Applicator
| K0003540M001 | Four Sided Film Applicator 50, 100, 150, 200um | 50mm film width |  |  |  | 4900
| K0003540M002 | Four Sided Film Applicator 50, 100, 150, 200um | 75mm film width |  |  |  | 5200
| K0003540M003 | Four Sided Film Applicator 50, 100, 150, 200um | 100mm film width |  |  |  | 5300
| K0003540M004 | Four Sided Film Applicator 50, 100, 150, 200um | 150mm film width |  |  |  | 6500
| K0003540M005 | Four Sided Film Applicator 50, 100, 150, 200um | 200mm film width |  |  |  | 8300
| K0003540M006 | Four Sided Film Applicator 50, 100, 150, 200um | 250mm film width |  |  |  | 10700
| K0003540M001C | Four Sided Film Applicator 50, 100, 150, 200um | 50mm film with c/w Calibration Certificate |  |  |  | 7300
| K0003540M002C | Four Sided Film Applicator 50, 100, 150, 200um | 75mm film with c/w Calibration Certificate |  |  |  | 7600
| K0003540M003C | Four Sided Film Applicator 50, 100, 150, 200um | 100mm film with c/w Calibration Certificate |  |  |  | 7600
| K0003540M004C | Four Sided Film Applicator 50, 100, 150, 200um | 150mm film with c/w Calibration Certificate |  |  |  | 8800
| K0003540M005C | Four Sided Film Applicator 50, 100, 150, 200um | 200mm film with c/w Calibration Certificate |  |  |  | 10600
| K0003540M006C | Four Sided Film Applicator 50, 100, 150, 200um | 250mm film with c/w Calibration Certificate |  |  |  | 13100
Elcometer 3580 Casting Knife Applicator 0 - 6000 um Applicator
| K0003580M005 | Casting Knife Applicator 0 - 6000 um 150mm |  |  |  |  | 12900
| K0003580M006 | Casting Knife Applicator 0 - 6000 um 175mm |  |  |  |  | 13700
| K0003580M007 | Casting Knife Applicator 0 - 6000 um 200mm |  |  |  |  | 14200
| K0003580M201 | Casting Knife Applicator 0 - 6000 um 50mm |  |  |  |  | 10300
| K0003580M202 | Casting Knife Applicator 0 - 6000 um 75mm |  |  |  |  | 11100
| K0003580M203 | Casting Knife Applicator 0 - 6000 um 100mm |  |  |  |  | 11600
| K0003580M204 | Casting Knife Applicator 0 - 6000 um 125mm |  |  |  |  | 12100
| K0003580M005C | Casting Knife Applicator 0 - 6000 um 150mm c/w Calibration Certificate |  |  |  |  | 15200
| K0003580M006C | Casting Knife Applicator 0 - 6000 um 175mm c/w Calibration Certificate |  |  |  |  | 16000
| K0003580M007C | Casting Knife Applicator 0 - 6000 um 200mm c/w Calibration Certificate |  |  |  |  | 16500
| K0003580M201C | Casting Knife Applicator 0 - 6000 um 50mm c/w Calibration Certificate |  |  |  |  | 12700
| K0003580M202C | Casting Knife Applicator 0 - 6000 um 75mm c/w Calibration Certificate |  |  |  |  | 13400
| K0003580M203C | Casting Knife Applicator 0 - 6000 um 100mm c/w Calibration Certificate |  |  |  |  | 13900
| K0003580M204C | Casting Knife Applicator 0 - 6000 um 125mm c/w Calibration Certificate |  |  |  |  | 14500
Elcometer 3570 Micrometric Aluminium Film Applicator
| K0003570M002 | Micrometric Film Applicator 0 - 1000 um 100 mm wide |  |  |  |  | 10300
| K0003570M003 | Micrometric Film Applicator 0 - 1000 um 150 mm wide |  |  |  |  | 11000
| K0003570M004 | Micrometric Film Applicator 0 - 1000 um 200 mm wide |  |  |  |  | 11400
| K0003570M201 | Micrometric Film Applicator 0 - 1000 um 75mm Wide |  |  |  |  | 9900
| K0003570M002C | Micrometric Film Applicator 0 - 1000 um 100 mm wide c/w Calibration Certificate |  |  |  |  | 12700
| K0003570M003C | Micrometric Film Applicator 0 - 1000 um 150 mm wide c/w Calibration Certificate |  |  |  |  | 13300
| K0003570M004C | Micrometric Film Applicator 0 - 1000 um 200 mm wide c/w Calibration Certificate |  |  |  |  | 13700
| K0003570M201C | Micrometric Film Applicator 0 - 1000 um 75mm wide c/w Calibration Certificate |  |  |  |  | 12300
Elcometer 3508 & 3560 4 Gap Applicator with Reservoir
| K0003508M001 | Film Applicator 2 Reservoir, 4 Gap |  |  |  |  | 8900
| K0003508M001C | Film Applicator 2 Reservoir, 4 Gap c/w calibration certificate |  |  |  |  | 11300
| K0003560M201 | Doctor Applicator with Reservoir 30,60,90,120um 60mm Wide |  |  |  |  | 5700
| K0003560M202 | Doctor Applicator with Reservoir 50,100,150,200um 60mm Wide |  |  |  |  | 5700
| K0003560M201C | Doctor Applicator with Reservoir 30,60,90,120um 60mm wide c/w Calibration Certificate |  |  |  |  | 8000
| K0003560M202C | Doctor Applicator with Reservoir 50,100,150,200um 60mm wide c/w Calibration Certificate |  |  |  |  | 8000
Elcometer 3505 Cube Film Applicator
| K0003505M001 | Cube Film Applicator 0-1000um |  |  |  |  | 6500
| K0003505M202 | Cube Applicator 5Res Adj 30-1000um |  |  |  |  | 13300
Elcometer 4270 Sag Tester
| K0004270M001 | Sag Tester - 75-300um |  |  |  |  | 9600
| K0004270M002 | Sag Tester - 25-150um |  |  |  |  | 9600
| K0004270M203 | Sag Tester - 350-1500um |  |  |  |  | 9600
| K0004270M204 | Sag Tester - 100-600um |  |  |  |  | 9600
| K0004270M001C | Sag Tester - 75-300um c/w Calibration Certificate |  |  |  |  | 11800
| K0004270M002C | Sag Tester - 25-150um c/w Calibration Certificate |  |  |  |  | 11800
| K0004270M203C | Sag Tester - 350-1500um c/w Calibration Certificate |  |  |  |  | 11800
| K0004270M204C | Sag Tester - 100-600um c/w Calibration Certificate |  |  |  |  | 11800
Elcometer 4900 Vacuum Tables
| K0004900M001 | Perforated Vacuum Table 305 x 225mm |  |  |  |  | 13300
| K0004900M002 | Standard Vacuum Table - 521.75 x 305mm |  |  |  |  | 14600
Elcometer 4930 Vacuum Pump
| KT004930M001 | Vacuum Pump for Vacuum Tables - optional accessory for models 4340, 4800 & 4900 |  |  |  |  | 12900
Fineness of Grind Gauges
Elcometer 2020 Fineness of Grind Gauges - Hegman, North & PCU
| K0002020M001 | Fineness of Grind Gauge 0-50µm 2 Grooves |  |  |  |  | 6100
| K0002020M002 | Fineness of Grind Gauge 0-100µm 2 Grooves |  |  |  |  | 6100
| K0002020M003 | Fineness of Grind Gauge 0-15µm 2 Grooves |  |  |  |  | 6100
| K0002020M004 | Fineness of Grind Gauge 0-25µm 2 Grooves |  |  |  |  | 6100
| K0002020M001C | Fineness of Grind Gauge 0-50µm 2 Grooves c/w Calibration Certificate |  |  |  |  | 8400
| K0002020M002C | Fineness of Grind Gauge 0-100µm 2 Grooves c/w Calibration Certificate |  |  |  |  | 8400
| K0002020M003C | Fineness of Grind Gauge 0-15µm 2 Grooves c/w Calibration Certificate |  |  |  |  | 8400
| K0002020M004C | Fineness of Grind Gauge 0-25µm 2 Grooves c/w Calibration Certificate |  |  |  |  | 8400
| KT002020N001 | Scraper for 2 Grooves Fineness of Grind Gauge |  |  |  |  | 2500
Elcometer 2050 High Precision Grindometer
| K0002050M001 | Precision Grindometer 0-25µm 1 Groove |  |  |  |  | 6200
| K0002050M002 | Precision Grindometer 0-50µm 1 Groove |  |  |  |  | 6200
| K0002050M005 | Precision Grindometer 0-100µm 1 Groove |  |  |  |  | 6200
| K0002050M008 | Precision Grindometer 0-250µm 1 Groove |  |  |  |  | 6200
| K0002050M001C | Precision Grindometer 0-25µm 1 Grooves c/w Calibration Certificate |  |  |  |  | 8500
| K0002050M002C | Precision Grindometer 0-50µm 1 Grooves c/w Calibration Certificate |  |  |  |  | 8500
| K0002050M005C | Precision Grindometer 0-100µm 1 Grooves c/w Calibration Certificate |  |  |  |  | 8500
| K0002050M008C | Precision Grindometer 0-250µm 1 Grooves c/w Calibration Certificate |  |  |  |  | 8500
| KT002030N001 | Scraper for 1 Groove Fineness of Grind Gauge |  |  |  |  | 2500
Elcometer 2070 NPIRI Fineness of Grind Gauge
| K0002070M001 | NPIRI Fineness of Grind Gauge 0-25µm 2 Grooves |  |  |  |  | 7300
| K0002070M001C | NPIRI Fineness of Grind Gauge 0-25µm 2 Grooves c/w Calibration Certificate |  |  |  |  | 9700
| KT002070N001 | Replacement Scraper for Elcometer 2070/2080 |  |  |  |  | 2500
Flashpoint
Elcometer Setaflash
| K6910M010 | Setaflash Series 3 Closed Cup (Ambient to +300C) |  |  |  |  | 76000
| K0006910M011 | Setaflash Series 3 Open Cup (0 to +300C) |  |  |  |  | 63600
| K6910M013 | Setaflash "Series 3" Active-Cool With Corrosive Resistant Cup, 220V |  |  |  |  | 113600
| K6910M020 | Setaflash Series 8 Closed Cup Flash Point Tester |  |  |  |  | 256300
| K6910M021 | Setaflash Series 8 Active-Cool Flash Point Tester |  |  |  |  | 247100
| K6910M022 | Setaflash Series 8 Active-Cool Flash Point Tester with Corrosive Resistant Cup |  |  |  |  | 284500
Accessories for Setaflash
| KT006910N001 | Cooling Module (for Model M010 - Allows Tests From 0 To 300Oc) |  |  |  |  | 9800
| KT006910N006 | Series 8 Ignitor |  |  |  |  | 5400
| KT006910N007 | Silicone 'O' Ring, Pack of 5 (for Models M010 & M013) |  |  |  |  | 1500
| KT006910N008 | Flash Detector Assembly (for Models M010 & M013) |  |  |  |  | 5500
| KT006910N009 | Certified Flash Point Material, 50Ml / 1.7Fl.Oz. |  |  |  |  | 4700
| KT006910N012 | Viton 'O' Ring, Pack of 5 (for Models M010 & M013) |  |  |  |  | 700
| KT006910N013 | Series 3 Gas Tank |  |  |  |  | 2100
| KT006910N014 | Series 3 Silicone Rubber Tube, 4m |  |  |  |  | 1400
Gloss
Elcometer 480 Glossmeters
| J480B-6 | Elcometer 480 Model B Single Angle Glossmeter; 60 Degree (with Cal Cert) | Basic | 60 |  |  | 22900
| J480T-6 | Elcometer 480 Model T Single Angle Glossmeter; 60 Degree (with Cal Cert) | Top | 60 |  |  | 26200
| J480T-26 | Elcometer 480 Model T Dual Angle Glossmeter; 20 & 60 Degree (with Cal Cert) | Top | 20 / 60 |  |  | 31800
| J480T-268 | Elcometer 480 Model T Triple Angle Glossmeter; 20, 60 & 85 Degree (with Cal Cert) | Top | 20 / 60 / 85 |  |  | 43800
Accessories
| T48024798-HC | High Gloss Calibration Tile (with Calibration Certificate); Nominal Value: 97 Gu @ 60° |  |  |  |  | 6000
| T48024798-LC | Low Gloss Calibration Tile (with Calibration Certificate); Nominal Value: 22 Gu @ 60° |  |  |  |  | 6000
| T48024798-MDC | Mid Gloss Calibration Tile (with Calibration Certificate); Nominal Value: 55 Gu @ 60° |  |  |  |  | 6000
| T48024798-MRC | Mirror Gloss Calibration Tile (with Calibration Certificate); Nominal Value: 1900 Gu @ 20° |  |  |  |  | 6000
| T48024798-SH | Soft Material Holder c/w 3 Sample Trays |  |  |  |  | 3900
| T48025004 | Soft Material Sample Trays; Pack of 3 |  |  |  |  | 2700
| T99925002 | USB Lead |  |  |  |  | 200
Hardness Testers
Elcometer 3080 Pencil Hardness Tests & Hardness Pencils
| K0003080M203 | Hardness Pencil Set & Stand - 6B to 6H |  |  |  |  | 4400
Accessories
| T99923042-1 - 14 | 12X Hardness Pencils (specify hardness from -1 to - 14) |  |  |  |  | 490
Elcometer 501 Pencil Hardness Tester
| H501----1 | 501 Pencil Hardness Tester |  |  |  |  | 6200
| QCH501----1 | Calibration certificate for 501 Pencil Hardness Tester |  |  |  |  | 1400
Accessories
| T99923039 | Pencil Set 6B-6H |  |  |  |  | 1040
| T99923041 | Sandpaper Block |  |  |  |  | 120
Elcometer 3092 Sclerometer Hardness Tester
| K0003092M201 | Sclerometer Hardness Tester - 3 Ranges |  |  |  |  | 9500
Accessories
| KT003092P001 | Tool With Point 0.50 mm in Metal Carbide |  |  |  |  | 1000
| KT003092P002 | Tool - Point 0.75mm Metal Carbide VDA |  |  |  |  | 1000
| KT003092P003 | Tool With Point 1 mm in Metal Carbide |  |  |  |  | 1000
| KT003092P008 | Tool With 90º Diamond Point for Glass industry – ISO |  |  |  |  | 4300
| KT003092P004-7 | Spring, Range 0 - 300 Grams |  |  |  |  | 1000
Elcometer 3000 Clemen Unit
| K0003000M001 | Elcometer 3000 Manual Clemen Unit |  |  |  |  | 24400
| K0003000M001C | Elcometer 3000 Manual Clemen Unit c/w calibration certificate |  |  |  |  | 26800
| K0003000M003 | Elcometer 3000 Motorised Clemen Unit |  |  |  |  | 63200
| K0003000M003C | Elcometer 3000 Motorised Clemen Unit c/w calibration certificate |  |  |  |  | 65500
Accessories
| KT003000P021 | 1mm Ball Tool in Tungsten Carbide |  |  |  |  | 1400
| KT003000N001 | 2mm Cutting Tool in Tungsten Carbide |  |  |  |  | 2800
| KT003000N013 | VW Cutting Tool |  |  |  |  | 2500
| KT003000N015 | Adjustment Kit for Test from 5 to 20mm |  |  |  |  | 4700
| KT007210M001 | Elcometer 7210 Pocket Microscope 30 X |  |  |  |  | 3300
| KT003025P007 | Magnifier 10X |  |  |  |  | 1900
Elcometer 1537 ISO Scratch tool
| K0001537M001 | ISO Scratch Tool |  |  |  |  | 1700
| K0001537M001C | ISO Scratch Tool c/w Certificate of conformance |  |  |  |  | 4000
Elcometer 1538 DIN Scratch Tool
| K0001538M004 | DIN Scratch Tool with 0.5mm Cutter - Renault |  |  |  |  | 5400
| K0001538M005 | DIN Scratch Tool with 1mm Cutter - Renault |  |  |  |  | 5400
| K0001538M201 | DIN Scratch Tool with 1mm Cutter -- Cass Test |  |  |  |  | 3600
| K0001538M202 | DIN Scratch Tool with 0.5mm Cutter - Salt Spray Test |  |  |  |  | 3600
Accessories
| KT001538M103 | DIN Blade Adjust Device |  |  |  |  | 5200
| KT001538N002 | Spare 0.5mm Cutter for Elcometer 1538 |  |  |  |  | 1300
| KT001538N001 | Spare 1mm Cutter for Elcometer 1538 |  |  |  |  | 1400
Elcometer 3025 Scratch / Shear Tester
| K0003025M001 | Scratch / Shear Tester |  |  |  |  | 62200
Accessories
| KT003025P007 | Magnifier 10X |  |  |  |  | 1900
Elcometer 3095 Buchholz Hardness Tester
| K0003095M001 | Buchholz Hardness Tester |  |  |  |  | 13700
| K0003095M001C | Buchholz Hardness Tester c/w calibration certificate |  |  |  |  | 15900
Accessories
| KT003095P001 | Spare Pin Points (1Pr) |  |  |  |  | 410
| KT003095P002 | Beveled Hardened Steel Disc |  |  |  |  | 3800
Elcometer 3101 Barcol Hardness Tester
| K0003101M001 | Elcometer 3101 Barcol Hardness Tester 934-1 |  |  |  |  | 18100
| K0003101M002 | Elcometer 3101 Barcol Hardness Tester 935 |  |  |  |  | 18100
| K0003101M003 | Elcometer 3101 Barcol Hardness Tester 936 |  |  |  |  | 20900
Accessories
| KT003101P001&6 | Spare indenter Point 934-1 935 Gyzj 6-5 |  |  |  |  | 2000
| KT003101P202-5 | Standard Test Disk Gyzj-934-1 (87-89) |  |  |  |  | 330
| KT003101P002-5 | Certified Test Disks Gyzj-934-1 (87-89) 5 off |  |  |  |  | 8500
| KT003101P203 | Standard Test Disk GYZJ-934-1 (43-48) |  |  |  |  | 330
| KT003101P204 | Standard Test Disk GYZJ-935 (87-89) |  |  |  |  | 330
| KT003101P205 | Standard Test Disk GYZJ-936 (48-50) |  |  |  |  | 330
| KT003101P002 | Certified Test Disks GYZJ-934-1 (87-89) 5 Off |  |  |  |  | 8500
| KT003101P003 | Certified Test Disks GYZJ-934-1 (43-48) 5 Off |  |  |  |  | 8500
| KT003101P004 | Certified Test Disks GYZJ-935 (87-89) 5 Off |  |  |  |  | 8500
| KT003101P005 | Certified Test Disks GYZJ-936 (48-50) 5 Off |  |  |  |  | 8500
Elcometer 3120 Shore Durometer
| K0003120M001 | Elcometer 3120 Shore Durometer A |  |  |  |  | 13000
| K0003120M005 | Elcometer 3120 Shore Durometer D |  |  |  |  | 14500
| K0003120M008 | Elcometer 3120 Shore Durometer As & Spindle-Max |  |  |  |  | 14900
| K0003120M009 | Elcometer 3120 Shore Durometer Ds & Spindle-Max |  |  |  |  | 16800
| K0003120M015 | Elcometer 3120 Shore Durometer A & Cert |  |  |  |  | 16600
| K0003120M025 | Elcometer 3120 Shore Durometer A 12.5 Weight/Cert With Max indicator |  |  |  |  | 25700
Accessories
| KT003120N002/203 | Test Stand BS61 & 125N Load Shore A, OO & OOO |  |  |  |  | 34100
| KT003120P005 | 50N Load Shore D for Stand BS61 |  |  |  |  | 2700
| KT003120N004 | Control Ring 40 Shore for Shore D, C & DO |  |  |  |  | 3500
(Required to Control the Alignment of the Supporting Table, to Avoid Damage to the Indenters)
Digital Portable Metal Hardness Tester
| TH5100 | Digital Portable - For Metals - Rockwell C to Shore, Auto Stats Mean, Acc 0.8%, 6 Scales - USB |  |  |  |  | 18100
| 2101-N | Affri Metaltest Mark II - Tests - Rockwell, Vickers, Brinell : (Digital - Portable - Robust) |  |  |  |  | 82400
| 2101-N | Affri Metaltester Mark II - Tests - Rockwell, Vickers, Brinell : (Digital - Portable - Robust) |  |  |  |  | 138200
| K0003101M001 | Elcometer 3101 Barcol Hardness Tester 934-1 |  |  |  |  | 18100
Accessories
| TA230 | Micro Printer - 20 Kb Dot Matrix Portable for above TH Models, c/w RS.232 |  |  |  |  | 4000
| SUPPORT | Set of support Rings for TH5100 Portable Hardness Tester |  |  |  |  | 4300
| 3313 | Art. 13 - Bench Stand To Hold Shore Models For Exact Centering On Test Sample |  |  |  |  | 32700
| HLD | HLD Hardness Test Block |  |  |  |  | 2200
| TH5100-D | Impact Device D (Impact Body) for TH5100 |  |  |  |  | 2700
Shore Hardness
Hardness in Non Metals
| 3001-A | Affri Shore "A" For Soft Rubber (Like Rubber Bands) - c/w Tungsten Carbide Tip to ISO, ASTM, DIN, JIS |  |  |  |  | 14100
| 3002-D | Affri Shore "D" For Hard Rubber & Plastics Etc - c/w Tungsten Carbide Tip to ISO, ASTM, DIN, JIS |  |  |  |  | 15100
| TH-200 | Digital Shore A, Pocket, c/w RS.232, Peak Value & Calcs Avg. 0-100 Ha, Resol 0-1%, ISO |  |  |  |  | 10000
| TH5410 | Digital Shore D, Pocket, c/w RS.232, Peak Value & Calcs Avg. 0-100 Ha, Resol 0-1%, ISO, ASTM, DIN, JIS |  |  |  |  | 10800
Optional Accessories
| TA-230 | Micro Printer - 20 Kb Dot Matrix Portable for all above T Models, c/w RS.232 |  |  |  |  | 4000
| ART 13 | Art. 13 - Bench Stand to Hold Shore Models for Exact Centering on Test Sample |  |  |  |  | 34100
Elcometer 3120 Shore Durometer
| K0003120M001 | Elcometer 3120 Shore Durometer A |  |  |  |  | 13000
| K0003120M005 | Elcometer 3120 Shore Durometer D |  |  |  |  | 14500
| K0003120M015 | Elcometer 3120 Shore Durometer A & Cert |  |  |  |  | 16600
| K0003120M018 | Elcometer 3120 Shore Durometer D & Cert |  |  |  |  | 18500
| K0003120M025 | Elcometer 3120 Shore Durometer A 12.5 Weight/Cert With Max indicator |  |  |  |  | 25700
Accessories
| KT003120N002 | Test Stand BS61 & 125N Load Shore A |  |  |  |  | 34100
| KT003120N005 | Test Stand BS 61 II with 50N Load & Control Ring for Shore D, C & DO |  |  |  |  | 35800
| KT003120P005 | 50N Load Shore D for Stand BS61 |  |  |  |  | 2700
| KT003120N004 | Control Ring 40 Shore for Shore D, C & DO |  |  |  |  | 3500
(Required to Control the Alignment of the Supporting Table, to Avoid Damage to the Indenters)
Elcometer 3095 Buchholz Hardness Tester
| K0003095M001 | Buchholz Hardness Tester |  |  |  |  | 13700
| K0003095M001C | Buchholz Hardness Tester c/w calibration certificate |  |  |  |  | 15900
| KT003095P001 | Spare Pin Points (1Pr) |  |  |  |  | 410
| KT003095P002 | Beveled Hardened Steel Disc |  |  |  |  | 3800
RH, Dewpoint & Temperature
Hygro Thermometer - Digital
| M20 | Pocket RH / Temp with Dew Point Table | -15 to 50ºC | RH 25-90% |  |  | 380
| HYG8706 | RH / Temp / Dew Point / Wet Bulb incl Cal Cert | -20 to 70ºC | RH 0-100% |  |  | 1200
| G309----1 | Elcometer 309 Delta T Hygrometer | -30 to 300ºC | RH 0-100% |  |  | 7300
| G309----1C | Elcometer 309 Delta T Hygrometer | -30 to 300ºC | RH 0-100% |  |  | 8600
| BLD7751 | Hygromaster 2 With Short Quickstick & Carry Case | 0°C to 70°C | RH 0-100% |  |  | 9400
| BLD7750 | Hygromaster 2 With Short Hygrostick & Carry Case | -20°C to 80°C | RH 0-100% |  |  | 9400
| G319----S | Elcometer Dew Meter - Standard |  |  |  |  | 9400
|  |  | -30 to 300ºC | RH 0-100%
| G319----T | Elcometer Dew Meter - Top | -20 to 75ºC |  |  |  | 11900
Optional Accessories for the 319
| T31920162 | Magnetic Surface Probe - optional extra |  |  |  |  | 1700
| T9996390- | Liquid Probe 3mm Dia. - optional extra |  |  |  |  | 1500
Hygro Thermometer - Whirling
| 116 | Whirling Hygrometer - Spirit Model c/w Dew Point Table | -5 to 50ºC |  |  |  | 1500
| G116C----1 | Sling Hygrometer (Spirit Filled) (Bacharach) | 0 to 30ºC | RH 10-100% |  |  | 2100
| G114----2 | Dew Point Calculator |  |  |  |  | 800
Accessories for the 116
| 116SS | Spare Sleeve - 75 mm long, 5 mm wide |  |  |  |  | 11
| 116T | Spare Thermometer |  |  |  |  | 190
| 116C | Soft Pouch carry case |  |  |  |  | 450
| T1164478- | G116C Spare Thermometer Deg C (Bacharach) |  |  |  |  | 700
| T1164480- | G116C Wicks (Pack of 4) [Bacharach] |  |  |  |  | 800
Inspectors Accessories
Paint Inspectors' Accessories
Inspection Mirrors
| H131---1A | Telescopic Inspection Mirror (Extends 350 to 1 400 mm) |  |  |  |  | 4800
| H131---1B | Telescopic Inspection Mirror (Extends from 165mm to 925 mm. Mirror Diameter: 57mm) |  |  |  |  | 400
| H131---1C | Telescopic Inspection Mirror (Extends from 165mm to 750mm. Mirror Diameter: 82mm) |  |  |  |  | 450
| H131---2A | Inspection Mirror - Illuminated (Flexible Shafts Available) |  |  |  |  | 6100
Magnifiers
| 134-10X | Magnifier - Illuminated - Dual 10 + 3 X'S |  |  |  |  | 120
| 134-8X | Linen / Textile Magnifier - Folding Pocket |  |  |  |  | 30
| 134-5X | Linen / Textile Magnifier - Folding Pocket |  |  |  |  | 35
| H137----1 | Elcometer Illuminated Magnifier - 10x Magnification |  |  |  |  | 1200
Microscopes
| 139-30X | Microscope Illuminated - 30 Times Magnification |  |  |  |  | 320
| 139-100X | Microscope Illuminated - 60, 80 100 Times Magnification |  |  |  |  | 440
| 139-100-S | Microscope Illuminated - 60, 80 100 Times Magnification (Including stand & Micro data card) |  |  |  |  | 530
| KT007210M001 | Elcometer 7210 Pocket Microscope 30 X |  |  |  |  | 3300
| W90018568-D | Concrete Crack Microscope - Metric |  |  |  |  | 4900
Marker Pens
| H144----1 | Elcometer 144 Paint Safe Marker Pens (Pack of 5) |  |  |  |  | 350
Torches
| H132 | Safety Torch - 16lm |  |  |  |  | 1800
Inspectors Kits
Coating Inspection Kits
| YKIT-DIGITAL-B | Digital Inspection Kit, Basic Version |  |  |  |  | 26600
| YKIT-DIGITAL-T | Digital Inspection Kit, Top Version |  |  |  |  | 36400
| YKIT-DIGITALFNF-B | Digital Inspection Kit, Basic Version (Dual FNF Gauge) |  |  |  |  | 32500
| YKIT-DIGITALFNF-T | Digital Inspection Kit, Top Version (Dual FNF Gauge) |  |  |  |  | 44600
| YKITAUTOMOTIVE-1 | Automotive Inspection Kit 1 Complete with A311CFNFBI and H137----1 |  |  |  |  | 9000
| YKITAUTOMOTIVE-2 | Automotive Inspection Kit 2 (Includes G214L----2) Complete with A311CFNFBI, H137----1 & G214L----3 |  |  |  |  | 10400
| YKITPOWDER-1M | Powder Coatings Inspection Kit: Metric |  |  |  |  | 15100
| YKIT-PROTECTIVE-1M | Protective Coatings Inspection Kit 1: Metric |  |  |  |  | 24000
| YKIT-PROTECTIVE-1MZ | Protective Coatings Inspection Kit 1: Metric (A456CFBI1 not supplied) |  |  |  |  | 15900
| YKIT-PROTECTIVE-1MC | Protective Coatings Inspection Kit 1: Metric - Certified Kit |  |  |  |  | 29600
| YKIT-PROTECTIVE-1MZC | Protective Coatings Inspection Kit 1: Metric (A456CFBI1 not supplied)- - Certified Kit |  |  |  |  | 21600
| YKIT-PROTECTIVE-2SM | Protective Coatings Inspection Kit 2 Standard Version: Metric |  |  |  |  | 38600
| YKIT-PROTECTIVE-2SMZ | Protective Coatings Inspection Kit 2 Standard Version: Metric (A456CFSS and T456CF1S not supplied) |  |  |  |  | 27000
| YKIT-PROTECTIVE-2SMC | Protective Coatings Inspection Kit 2 Standard Version: Metric - Certified Kit |  |  |  |  | 42700
| YKIT-PROTECTIVE-2SMZC | Protective Coatings Inspection Kit 2 Standard Version: Metric (A456CFSS and T456CF1S not supplied) - Certified Kit |  |  |  |  | 31200
| YKIT-PROTECTIVE-2TM | Protective Coatings Inspection Kit 2 Top Version: Metric |  |  |  |  | 44300
| YKIT-PROTECTIVE-2TMZ | Protective Coatings Inspection Kit 2 Top Version: Metric (A456CFSS and T456CF1S not supplied) |  |  |  |  | 32800
| YKIT-PROTECTIVE-2TMC | Protective Coatings Inspection Kit 2 Top Version: Metric - Certified Kit |  |  |  |  | 48500
| YKIT-PROTECTIVE-2TMZC | Protective Coatings Inspection Kit 2 Top Version: Metric (A456CFSS and T456CF1S not supplied) - Certified Kit |  |  |  |  | 37000
| YKIT-PROTECTIVE-3SM | Protective Coatings Inspection Kit 3 Standard Version: Metric |  |  |  |  | 43000
| YKIT-PROTECTIVE-3SMZ | Protective Coatings Inspection Kit 3 Standard Version: Metric (A456CFNFTS and T456CFNF1S not supplied) |  |  |  |  | 20700
| YKIT-PROTECTIVE-3SMC | Protective Coatings Inspection Kit 3 Standard Version: Metric - Certified Kit |  |  |  |  | 51600
| YKIT-PROTECTIVE-3SMZC | Protective Coatings Inspection Kit 3 Standard Version: Metric (A456CFNFTS and T456CFNF1S not supplied) - Certified Kit |  |  |  |  | 29300
| YKIT-PROTECTIVE-3TM | Protective Coatings Inspection Kit 3 Top Version: Metric |  |  |  |  | 48700
| YKIT-PROTECTIVE-3TMZ | Protective Coatings Inspection Kit 3 Top Version: Metric (A456CFNFTS and T456CFNF1S not supplied) |  |  |  |  | 26400
| YKIT-PROTECTIVE-3TMC | Protective Coatings Inspection Kit 3 Top Version: Metric - Certified Kit |  |  |  |  | 57300
| YKIT-PROTECTIVE-3TMZC | Protective Coatings Inspection Kit 3 Top Version: Metric (A456CFNFTS and T456CFNF1S not supplied) - Certified Kit |  |  |  |  | 35000
| YKIT-PROTECTIVE-4M | Protective Coatings Inspection Kit 4 Version: Metric |  |  |  |  | 56500
| YKIT-PROTECTIVE-4MZ | Protective Coatings Inspection Kit 4 Version: Metric (A456CFTS and T456CF2S not supplied) |  |  |  |  | 40500
| YKIT-PROTECTIVE-4MC | Protective Coatings Inspection Kit 4 Version: Metric - Certified Kit |  |  |  |  | 57800
| YKIT-PROTECTIVE-4MZC | Protective Coatings Inspection Kit 4 Version: Metric (A456CFTS and T456CF2S not supplied) - Certified Kit |  |  |  |  | 41900
| YKIT-PROTECTIVE-5M | Protective Coatings Inspection Kit 5 Version: Metric |  |  |  |  | 99000
| YKIT-PROTECTIVE-5MZ | Protective Coatings Inspection Kit 5 Version: Metric (A456CFTS and T456CF2S not supplied) |  |  |  |  | 83100
| YKIT-PROTECTIVE-5MC | Protective Coatings Inspection Kit 5 Version: Metric - Certified Kit |  |  |  |  | 109600
| YKIT-PROTECTIVE-5MZC | Protective Coatings Inspection Kit 5 Version: Metric (A456CFTS and T456CF2S not supplied) - Certified Kit |  |  |  |  | 93700
| YKIT-PROTECTIVE-6M | Protective Coatings Inspection Kit 6 Version: Metric |  |  |  |  | 103900
| YKIT-PROTECTIVE-6MZ | Protective Coatings Inspection Kit 6 Version: Metric (A456CFTS and T456CF2S not supplied) |  |  |  |  | 88000
| YKIT-PROTECTIVE-6MC | Protective Coatings Inspection Kit 6 Version: Metric - Certified Kit |  |  |  |  | 115400
| YKIT-PROTECTIVE-6MZC | Protective Coatings Inspection Kit 6 Version: Metric (A456CFTS and T456CF2S not supplied) - Certified Kit |  |  |  |  | 99400
| YKIT-BLAST-1M | Blasting Inspection Kit 1: Metric |  |  |  |  | 26100
| YKIT-BLAST-2M | Blasting Inspection Kit 2: Metric |  |  |  |  | 42300
| YKIT-HAZARD-1M | Hazardous Area Inspection Kit: Metric Version |  |  |  |  | 33600
| A456CDUCT | 456 Duct Measuring System (Includes F1D Probe) |  |  |  |  | 24200
| A500-KIT1 | Coatings On Concrete Inspection Kit (Includes A456CFBI1) |  |  |  |  | 70100
| A500-KIT1Z | Coatings On Concrete Inspection Kit (A456CFBI1 Not Supplied) |  |  |  |  | 62300
| YKITQUALICOAT-1B | Qualicoat Powder Coatings Inspection Kit: Basic Version |  |  |  |  | 189600
| YKITQUALICOAT-1T | Qualicoat Powder Coatings Inspection Kit: Top Version |  |  |  |  | 203000
Levels
Levels / Inclinometers
Levels
| 40062 | Guideline Laser Level & Plumb-Up & Down, Horizontal & Vertical - Precision Machined |  |  |  |  | 880
Inclinometer
| P175 | Digital Inclinometer Module Only |  |  |  |  | 4600
| P250 | Digital Inclinometer Module with 250 mm Level with Magnet |  |  |  |  | 3500
| P600 | Digital Inclinometer Module with 600 mm Level |  |  |  |  | 3200
| P1000 | Digital Inclinometer Module with 1000 mm Level |  |  |  |  | 4100
Publications
Publications / Manuals
| H99916043 | 78 Colour Photos of Application & Coatings Defects Plus
Metal Detectors
Metal Detectors - Wall
| PRO-SL | Multi Scanner - locates studs (19 mm), Copper Pipes (38mm), Metal Conduits and Rebars (76mm) |  |  |  |  | 800
| MT6 | Metal Detector - Down to 150 mm, Also Identifies between Magnetic & Non-Magnetic |  |  |  |  | 3500
Metal Detectors - Underground
| W500157F | Elcometer P500 Imp Box Locator |  |  |  |  | 8300
| W520162I | Elcometer P520 Deep Cover Metal Detector |  |  |  |  | 12300
Moisture Meters
Moisture Meters
| DM4A | Max Doser (NDT) [set on H] For Wood 0- 100% | 30mm | 0 - 100% |  |  | 10600
| MEP | Tramex Moisture Encounter Plus (NDT) - Wood, Dry Walls, Plaster | 30mm |  |  |  | 7700
| SMMP | Tramex Skipper Meter (NDT) For Grp & Wooden Boats | 25mm |  |  |  | 7800
| BLD2000 | Protimeter Mini 2000- Pin Type (Led'S) + Detects Salt | 10 / 30mm | 6 - 90 WME |  |  | 3500
| BLD5702 | Protimeter Digital Mini Basic - Pin Type | 10 / 30mm | 6 to 90 WME |  |  | 4300
| BLD5609 | Protimeter Timber Master Std - Pin Type, Digital c/w Heavy Duty Probe | 10 / 30mm | 6% to 90% |  |  | 5800
| BLD5605 | Protimeter Timber Master Plus - Pin Type, Digital c/w Heavy Duty Probe & Temp. Sensor |  | 6% to 90% |  |  | 7600
| BLD5755 | Protimeter Aquant - LED - Plaster, Masonry, GRP, Concrete | 10 - 20mm |  |  |  | 2400
| BLD5765 | Protimeter Aquant - Digital - Plaster, Masonry, GRP, Concrete | 10 - 20mm |  |  |  | 6200
| BLD5365 | Protimeter Surveymaster SM - Digital - Very Popular for Bldg Survey | 140 to 230mm | 7 - 100 WME |  |  | 9600
| BLD8800 | Protimeter MMS 2 Plus Kit Complete Dampness Diagnosis Kit |  |  |  |  | 17000
Accessories
| BLD5000 | Hammer Electrode - Plugs into Protimeter Minis, Survey and Timber Masters - Penetrates 30 mm |  |  |  |  | 2800
| BLD0529 | Needles (For 5000) - 65 mm (37mm Depth) - price per needle |  |  |  |  | 110
| BLD0500 | Needles (Pins) for the Protimeter Moisture Meters - price per needle |  |  |  |  | 20
| BLD5018 | Deep Wall Probes (140 mm) - fits all Protimeter Minis & Timber & Surveymasters |  |  |  |  | 1000
| BLD5020 | Deep Wall Probes (240 mm) - fits all Protimeter Minis & Timber & Surveymasters |  |  |  |  | 1000
| POL8751 | Short Quickstick (Included with BLD8800 MMS2) |  |  |  |  | 2000
| BLD5060 | Heavy Duty Moisture Probe & Lead (Included with BLD8800 MMS2) |  |  |  |  | 880
| BLD5059 | Temperature Sensor for Timbermaster |  |  |  |  | 2200
| BLD5070 | EIFS Probe |  |  |  |  | 800
| POL4750 | Single Replacement Hygrostick for BLD8800 MMS2 |  |  |  |  | 1300
| BLD5802 | Hygrostick Extension Lead for BLD8800 MMS2 |  |  |  |  | 700
| BLD5055 | Hammer Electrode - Heavy Duty Design |  |  |  |  | 3800
| BLD5808 | Surface Temp Probe for BLD8800 MMS2 |  |  |  |  | 1500
| BLD4902 | Humidity Sleeves for RH (original style: 43mm length x 16mm dia.) - pack of 20 |  |  |  |  | 800
| BLD4750HS-020 | Humidity sleeves for RH (new style: 75mm length x 12mm dia.) - pack of 20 |  |  |  |  | 900
| BLD4750HS-050 | Humidity sleeves for RH (new style: 75mm length x 12mm dia.) - pack of 50 |  |  |  |  | 2100
| BLD4750HS-100 | Humidity sleeves for RH (new style: 75mm length x 12mm dia.) - pack of 100 |  |  |  |  | 3500
| BLD7758 | Software for the MMS 2 Kit |  |  |  |  | 12100
| DOSOFT | Software for DM4A - includes Interface Cable |  |  |  |  | 5400
| PE05 | Calibration Blocks for DM4A : PE05 for Building |  |  |  |  | 3000
| PE30 | Calibration Blocks for DM4A : PE30 for Wood and Paper |  |  |  |  | 3700
| CALCERT | Certificate for Calibration Blocks PE05 or PE30 |  |  |  |  | 1700
| CALPLATE | Certificate Plate for Tramex CME |  |  |  |  | 1300
Moisture - in Slabs using RH method
| BLD7751 | Hygromaster II c/w short quikstick and carry case |  |  |  |  | 9400
| BLD7750 | Hygromaster II c/w short hygrostick and carry case |  |  |  |  | 9400
| BLD8800 | Protimeter MMS 2 Plus Kit Complete Dampness Diagnosis Kit |  |  |  |  | 17000
| BLD8800-S | Protimeter MMS 2 Moisture Meter & Quick Stick & Accessories in Pouch |  |  |  |  | 21200
| BLD8800-C | Protimeter MMS 2 Moisture Meter & Quick Stick in Carry Case |  |  |  |  | 19300
| BLD8800-C-S | Protimeter MMS 2 Moisture Meter & Quick Stick & Accessories in Case |  |  |  |  | 22600
| BLD8800-C-R | Protimeter MMS 2 Moisture Meter & Quick Stick & Accessories & HE in Case |  |  |  |  | 24200
Accessories
| BLD5018 | Deep Wall Probes (140 mm) - fits all Protimeter Minis & Timber & Surveymasters |  |  |  |  | 1000
| POL8751 | Short Quickstick (Included with BLD8800 MMS2) |  |  |  |  | 2000
| BLD5060 | Heavy Duty Moisture Probe & Lead (Included with BLD8800 MMS2) |  |  |  |  | 880
| POL4750 | Single Replacement Hygrostick for BLD8800 MMS2 / Hygromaster |  |  |  |  | 1300
| BLD5802 | Hygrostick Extension Lead for BLD8800 MMS2 / Hygromaster |  |  |  |  | 700
| BLD5055 | Hammer Electrode - Heavy Duty Design |  |  |  |  | 3800
| BLD5808 | Surface Temp Probe for BLD8800 MMS2 |  |  |  |  | 1500
| BLD4902 | Humidity Sleeves for RH (original style: 43mm length x 16mm dia.) - pack of 20 for MMS2 / Hygromaster |  |  |  |  | 800
| BLD7758 | Software for the MMS 2 Kit |  |  |  |  | 12100
Speedy Ashworth Moisture Meters
| S-2000-C | Standard C | 0 - 10 % | 0.001 | 12 grm |  | 20700
| S-2000-D | Standard D | 0 - 20 % | 0.002 | 6 grm |  | 20100
| Includes : | Calibrated Pressure Gauge, Electronic Balance, Heavy Duty Carry Case With
Fitted Foam Inserts, Cleaning Brush And Cloth, Measuring Scoop, Instructions
Weight : Approx 5.5 Kg, Dimensions : 510 x 380 x 200 mm
| L-2000-C | Large C | 0 - 10 % | 0.001 | 40 grm |  | 24000
| L-2000-D | Large D | 0 - 20 % | 0.002 | 20 grm |  | 22800
| L-2000-G | Large G | 0 - 50 % | 0.005 | 8 grm |  | 24100
| CAL | Calibration Rig |  |  |  |  | 32800
Moisture Meters - Grain
Grainmaster Moisture Meter
| GRN3000 | Grain Master " i " Digital c/w Grinder - Simple, Fast, Robust |  |  |  |  | 9900
Accessories for Grainmaster
| GRN6046 | Grain Temperature Probe for Grainmaster i (1.5m length) |  |  |  |  | 3000
| GRN3005 | Moisture and Temperature Probe for Grainmaster - for storage monitoring (1.5m length) |  |  |  |  | 7000
| GRN6138 | Bale Moisture Probe (600mm) for use with Grainmaster - only for Bales - converts Grainmaster to Bale Master |  |  |  |  | 4900
| GRN6155 | Bale Temperature Probe for use with Grainmaster - 600mm long probe |  |  |  |  | 5700
Balemaster Moisture Meter
| GRN6165 | Bale Master - Digital c/w Stainless "T" Handle Probe (6148) (10 mm Diam. & 600 mm Length) |  |  |  |  | 8700
Accessories for the Balemaster (the probe below is included with the GRN6165 unit)
| GRN6148 | Bale Moisture Probe for use with Balemaster |  |  |  |  | 4900
Tension Meters
NDT Bolt Tension Meters
| BG80DL | Model BG80DL Bolt Tension Meter |  |  |  |  | 46900
| BG80TDL | Model BG80TDL Bolt Tension Meter |  |  |  |  | 46900
Each gauge is supplied with a Test Certificate as standard.
Transducers are not included. Please order the required transducer separately from the list below.
All Transducers are supplied with a Transducer Performance Certificate.
Transducers
| TX2M25EM-6 | Transducer: 2.25MHz 1/2" Microdot Top Single Element Magnetic |  |  |  |  | 15800
| TX2M25EM-5 | Transducer: 2.25MHz 1/2" Microdot Top Single Element Non-Magnetic |  |  |  |  | 6100
| TX2M25CM-6 | Transducer: 2.25MHz 1/4" Microdot Top Single Element Magnetic |  |  |  |  | 15400
| TX2M25CM-5 | Transducer: 2.25MHz 1/4" Microdot Top Single Element Non-Magnetic |  |  |  |  | 6100
| TX2M25GM | Transducer: 2.25MHz 3/4" Microdot Top Single Element Magnetic |  |  |  |  | 17000
| TX2M25DM | Transducer: 2.25MHz 3/8" Microdot Top Single Element Magnetic |  |  |  |  | 15600
| TX5M00EM-7 | Transducer: 5MHz 1/2" Microdot Top Single Element Magnetic |  |  |  |  | 15800
| TX5M00EM-6 | Transducer: 5MHz 1/2" Microdot Top Single Element Non-Magnetic |  |  |  |  | 6100
| TX5M00CM-8 | Transducer: 5MHz 1/4" Microdot Top Single Element Magnetic |  |  |  |  | 15400
| TX5M00CM-7 | Transducer: 5MHz 1/4" Microdot Top Single Element Non-Magnetic |  |  |  |  | 6100
| TX5M00AM-3 | Transducer: 5MHz 1/8" Microdot Top Single Element Magnetic |  |  |  |  | 15000
| TX5M00AM-2 | Transducer: 5MHz 1/8" Microdot Top Single Element Non-Magnetic |  |  |  |  | 7100
| TX5M00GM | Transducer: 5MHz 3/4" Microdot Top Single Element Magnetic |  |  |  |  | 17000
| TX5M00DM | Transducer: 5MHz 3/8" Microdot Top Single Element Magnetic |  |  |  |  | 15600
| TX10M0CM-5 | Transducer: 10MHz 1/4" Microdot Top Single Element Magnetic |  |  |  |  | 15400
| TX10M0CM-4 | Transducer: 10MHz 1/4" Microdot Top Single Element Non-Magnetic |  |  |  |  | 7000
| TX10M0AM-3 | Transducer: 10MHz 1/8" Microdot Top Single Element Magnetic |  |  |  |  | 15000
| TX10M0AM-2 | Transducer: 10MHz 1/8" Microdot Top Single Element Non-Magnetic |  |  |  |  | 7800
Accessories
| TL-24030-3 | Transducer Cable: 4' Single Lemo 00 to Microdot |  |  |  |  | 1300
| TL-24030-10 | Transducer Cable: 10' Single Lemo to Microdot |  |  |  |  | 1500
| TL-24030-11 | Transducer Cable: 20' Single Lemo to Microdot Single |  |  |  |  | 1700
| TL-24030-12 | Transducer Cable: 20' Lemo to Lemo 00 |  |  |  |  | 2200
| TL-24031 | RS232 Cable (6'); DB-9 to Lemo |  |  |  |  | 1300
| TL-24032 | USB to Serial Adapter |  |  |  |  | 520
| TC-24034-1 | Couplant: Standard; 4oz Bottle |  |  |  |  | 280
| TC-24034-2 | Couplant: Standard; 12oz Bottle |  |  |  |  | 490
| TC-24034-3 | Couplant: Standard; 1 Gallon |  |  |  |  | 2600
| TC-24034-9 | Couplant: Hi-Temp 510oC; 2oz Tube |  |  |  |  | 900
| TW-24028 | Glass Calibration Block; 1, 2 & 3" |  |  |  |  | POA
| TW-24029-S1 | Calibration Bar: 3"; 4340 Steel |  |  |  |  | 6100
| TW-24029-S2 | Calibration Bar: 3" & 6"; 4340 Steel |  |  |  |  | 11100
| TZ-24036 | Temperature Sensor with 6' Cable |  |  |  |  | 10600
Corrosion Thickness
NDT Corrosion Thickness Gauges
Corrosion Thickness Gauges - unit only
| CG70BDL | Model CG70BDL Corrosion Thickness Gauge - unit only |  |  |  |  | 27700
| CG70ABDL | Model CG70ABDL Corrosion Thickness Gauge - unit only |  |  |  |  | 33200
| CG100B | Model CG100B Corrosion Thickness Gauge - unit only |  |  |  |  | 23300
| CG100BDL | Model CG100BDL Corrosion Thickness Gauge - unit only |  |  |  |  | 29700
| CG100ABDL | Model CG100ABDL Corrosion Thickness Gauge - unit only |  |  |  |  | 39300
| CG100ABDL+ | Model CG100ABDL+ Corrosion Thickness Gauge - unit only |  |  |  |  | 43100
Note : You need to select a Transducer from the list below to work with the unit above
Transducers
| TX1M00EL | Transducer: 1MHz 1/2" Lemo Right Angle Dual Element; Armoured |  |  |  |  | 7700
| TX1M00EM-2 | Transducer: 1MHz 1/2" Microdot Right Angle Dual Element |  |  |  |  | 7000
| TX1M00EM-1 | Transducer: 1MHz 1/2" Microdot Top Dual Element |  |  |  |  | 7000
| TX1M00EP-2 | Transducer: 1MHz 1/2" Potted Right Angle Dual Element |  |  |  |  | 5500
| TX1M00EP-3 | Transducer: 1MHz 1/2" Potted Right Angle Dual Element; Composite |  |  |  |  | 6400
| TX1M00EP-1 | Transducer: 1MHz 1/2" Potted Top Dual Element |  |  |  |  | 5500
| TX2M25EL-1 | Transducer: 2.25MHz 1/2" Lemo Right Angle Dual Element; Armoured |  |  |  |  | 7700
| TX2M25EM-2 | Transducer: 2.25MHz 1/2" Microdot Right Angle Dual Element |  |  |  |  | 7000
| TX2M25EM-1 | Transducer: 2.25MHz 1/2" Microdot Top Dual Element |  |  |  |  | 7000
| TX2M25EM-3 | Transducer: 2.25MHz 1/2" Microdot Top Dual Element; Hi-Temp (343 Degrees C) |  |  |  |  | 7400
| TX2M25EP-2 | Transducer: 2.25MHz 1/2" Potted Right Angle Dual Element |  |  |  |  | 5500
| TX2M25EP-4 | Transducer: 2.25MHz 1/2" Potted Right Angle Dual Element; Composite |  |  |  |  | 6400
| TX2M25EP-1 | Transducer: 2.25MHz 1/2" Potted Top Dual Element |  |  |  |  | 5500
| TX2M25EP-3 | Transducer: 2.25MHz 1/2" Potted Top Dual Element; Hi-Temp (343 Degrees C) |  |  |  |  | 7000
| TX2M25CM-2 | Transducer: 2.25MHz 1/4" Microdot Right Angle Dual Element |  |  |  |  | 6400
| TX2M25CM-1 | Transducer: 2.25MHz 1/4" Microdot Top Dual Element |  |  |  |  | 6400
| TX2M25CM-3 | Transducer: 2.25MHz 1/4" Microdot Top Dual Element; Hi-Temp (343 Degrees C) |  |  |  |  | 7400
| TX2M25CP-2 | Transducer: 2.25MHz 1/4" Potted Right Angle Dual Element |  |  |  |  | 5400
| TX2M25CP-1 | Transducer: 2.25MHz 1/4" Potted Top Dual Element |  |  |  |  | 5400
| TX2M25CP-3 | Transducer: 2.25MHz 1/4" Potted Top Dual Element; Hi-Temp (343 Degrees C) |  |  |  |  | 6400
| TX3M50EP-1 | Transducer: 3.5MHz 1/2" Potted Right Angle Dual Element; Coating Thickness |  |  |  |  | 6400
| TX3M50EP-4 | Transducer: 3.5MHz 1/2" Potted Right Angle Dual Element; Hi-Damped |  |  |  |  | 6400
| TX5M00EL-1 | Transducer: 5MHz 1/2" Lemo Right Angle Dual Element; Armoured |  |  |  |  | 7700
| TX5M00EM-2 | Transducer: 5MHz 1/2" Microdot Right Angle Dual Element |  |  |  |  | 7000
| TX5M00EM-1 | Transducer: 5MHz 1/2" Microdot Top Dual Element |  |  |  |  | 7000
| TX5M00EM-4 | Transducer: 5MHz 1/2" Microdot Top Dual Element; Hi-Temp (343 Degrees C) |  |  |  |  | 7400
| TX5M00EM-3 | Transducer: 5MHz 1/2" Microdot Top Dual Element; VHT |  |  |  |  | 8700
| TX5M00EP-3 | Transducer: 5MHz 1/2" Potted Right Angle Dual Element |  |  |  |  | 5500
| TX5M00EP-4 | Transducer: 5MHz 1/2" Potted Right Angle Dual Element; Coating Thickness |  |  |  |  | 6400
| TX5M00EP-1 | Transducer: 5MHz 1/2" Potted Right Angle Dual Element; Cylinder - Iron (Models CG10 to CG50DL only) |  |  |  |  | 5500
| TX5M00EP-10 | Transducer: 5MHz 1/2" Potted Right Angle Dual Element; Hi-Damped |  |  |  |  | 6400
| TX5M00EP-2 | Transducer: 5MHz 1/2" Potted Top Dual Element |  |  |  |  | 5500
| TX5M00EP-5 | Transducer: 5MHz 1/2" Potted Top Dual Element; Hi-Temp (343 Degrees C) |  |  |  |  | 7000
| TX5M00EP-6 | Transducer: 5MHz 1/2" Potted Top Dual Element; Hi-Temp (343 Degrees C); Hi-Damped |  |  |  |  | 7700
| TX5M00CM-2 | Transducer: 5MHz 1/4" Microdot Right Angle Dual Element |  |  |  |  | 6400
| TX5M00CM-3 | Transducer: 5MHz 1/4" Microdot Right Angle Dual Element, Coating Thickness |  |  |  |  | 7000
| TX5M00CM-9 | Transducer: 5MHz 1/4" Microdot Right Angle Dual Element; Hi-Damped |  |  |  |  | 7000
| TX5M00CM-1 | Transducer: 5MHz 1/4" Microdot Top Dual Element |  |  |  |  | 6400
| TX5M00CM-5 | Transducer: 5MHz 1/4" Microdot Top Dual Element; Hi-Temp (343 Degrees C) |  |  |  |  | 7400
| TX5M00CM-4 | Transducer: 5MHz 1/4" Microdot Top Dual Element; Hi-Temp (482 Degrees C) |  |  |  |  | 8200
| TX5M00CP-4 | Transducer: 5MHz 1/4" Potted Right Angle Dual Element |  |  |  |  | 5400
| TX5M00CP-6 | Transducer: 5MHz 1/4" Potted Right Angle Dual Element; Coating Thickness |  |  |  |  | 6800
| TX5M00CP-10 | Transducer: 5MHz 1/4" Potted Right Angle Dual Element; Hi-Damped |  |  |  |  | 6200
| TX5M00CP-1 | Transducer: 5MHz 1/4" Potted Right Angle Dual Element; Low Profile 1" Wand (Models CG10 to CG50DL only) |  |  |  |  | 5500
| TX5M00CP-2 | Transducer: 5MHz 1/4" Potted Right Angle Dual Element; Low Profile 9" Wand (Models CG10 to CG50DL only) |  |  |  |  | 5500
| TX5M00CP-3 | Transducer: 5MHz 1/4" Potted Top Dual Element |  |  |  |  | 5400
| TX5M00CP-9 | Transducer: 5MHz 1/4" Potted Top Dual Element; Hi-Damped |  |  |  |  | 6200
| TX5M00CP-7 | Transducer: 5MHz 1/4" Potted Top Dual Element; Hi-Temp (343 Degrees C) |  |  |  |  | 6400
| TX5M00CP-8 | Transducer: 5MHz 1/4" Potted Top Dual Element; Hi-Temp (343 Degrees C); Hi-Damped |  |  |  |  | 7300
| TX5M00BM | Transducer: 5MHz 3/16" Microdot Right Angle Dual Element |  |  |  |  | 7000
| TX5M00BP-3 | Transducer: 5MHz 3/16" Potted Right Angle Dual Element |  |  |  |  | 5400
| TX5M00BP-4 | Transducer: 5MHz 3/16" Potted Right Angle Dual Element; Coating Thickness |  |  |  |  | 6200
| TX5M00BP-5 | Transducer: 5MHz 3/16" Potted Right Angle Dual Element; Hi-Damped |  |  |  |  | 6200
| TX5M00BP-1 | Transducer: 5MHz 3/16" Potted Right Angle Dual Element; Low Profile (For use with Models CG10 to CG50DL only) |  |  |  |  | 5400
| TX5M00BP-2 | Transducer: 5MHz 3/16" Potted Top Dual Element |  |  |  |  | 5400
| TX7M50CM-4 | Transducer: 7.5MHz 1/4" Microdot Right Angle Dual Element; Extra Resolution |  |  |  |  | 7400
| TX7M50CM-2 | Transducer: 7.5MHz 1/4" Microdot Right Angle Dual Element; Exxon Specification |  |  |  |  | 7000
| TX7M50CM-3 | Transducer: 7.5MHz 1/4" Microdot Top Dual Element; Extra Resolution |  |  |  |  | 7400
| TX7M50CM-1 | Transducer: 7.5MHz 1/4" Microdot Top Dual Element; Exxon Specification |  |  |  |  | 7000
| TX7M50CP-5 | Transducer: 7.5MHz 1/4" Potted Right Angle Dual Element; Coating Thickness |  |  |  |  | 6200
| TX7M50CP-4 | Transducer: 7.5MHz 1/4" Potted Right Angle Dual Element; Extra Resolution |  |  |  |  | 6100
| TX7M50CP-2 | Transducer: 7.5MHz 1/4" Potted Right Angle Dual Element; Exxon Specification |  |  |  |  | 5500
| TX7M50CP-6 | Transducer: 7.5MHz 1/4" Potted Right Angle Dual Element; Hi-Damped |  |  |  |  | 6200
| TX7M50CP-3 | Transducer: 7.5MHz 1/4" Potted Top Dual Element; Extra Resolution |  |  |  |  | 6100
| TX7M50CP-1 | Transducer: 7.5MHz 1/4" Potted Top Dual Element; Exxon Specification |  |  |  |  | 5500
| TX7M50BP-2 | Transducer: 7.5MHz 3/16" Potted Right Angle Dual Element |  |  |  |  | 5400
| TX7M50BP-3 | Transducer: 7.5MHz 3/16" Potted Right Angle Dual Element; Coating Thickness |  |  |  |  | 6200
| TX7M50BP-1 | Transducer: 7.5MHz 3/16" Potted Top Dual Element |  |  |  |  | 5400
| TX10M0EM-2 | Transducer: 10MHz 1/2" Microdot Right Angle Dual Element |  |  |  |  | 7400
| TX10M0EM-1 | Transducer: 10MHz 1/2" Microdot Top Dual Element |  |  |  |  | 7400
| TX10M0EP-3 | Transducer: 10MHz 1/2" Potted Right Angle Dual Element |  |  |  |  | 6000
| TX10M0EP-1 | Transducer: 10MHz 1/2" Potted Right Angle Dual Element; Cylinder - Aluminium (For use with Models CG10 to CG50DL only) |  |  |  |  | 6000
| TX10M0EP-2 | Transducer: 10MHz 1/2" Potted Top Dual Element |  |  |  |  | 6000
| TX10M0CM-2 | Transducer: 10MHz 1/4" Microdot Right Angle Dual Element |  |  |  |  | 6900
| TX10M0CM-1 | Transducer: 10MHz 1/4" Microdot Top Dual Element |  |  |  |  | 6900
| TX10M0CP-4 | Transducer: 10MHz 1/4" Potted Right Angle Dual Element |  |  |  |  | 5800
| TX10M0CP-1 | Transducer: 10MHz 1/4" Potted Right Angle Dual Element; Low Profile 1" Wand (For use with Models CG10 to CG50DL only) |  |  |  |  | 6000
| TX10M0CP-2 | Transducer: 10MHz 1/4" Potted Right Angle Dual Element; Low Profile 9" Wand (For use with Models CG10 to CG50DL only) |  |  |  |  | 6000
| TX10M0CP-3 | Transducer: 10MHz 1/4" Potted Top Dual Element |  |  |  |  | 5800
| TX10M0BP-1 | Transducer: 10MHz 3/16" Potted Right Angle Dual Element |  |  |  |  | 5800
| TX10M0BP-2 | Transducer: 10MHz 3/16" Potted Top Dual Element |  |  |  |  | 5800
Accessories
| TL-24030-6 | Transducer Cable: 4' Dual Lemo to Lemo |  |  |  |  | 2000
| TL-24030-7 | Transducer Cable: 4' Dual Lemo to Microdot (For use with Models CG10 to CG70ABDL only) |  |  |  |  | 2000
| TL-24030-8 | Transducer Cable: 4' Dual Lemo to Microdot Single (For use with Model CG70ABDL) |  |  |  |  | 1700
| TL-24030-13 | Transducer Cable: 4' Dual Lemo to Lemo, Armoured (For use with Models CG10 to CG70ABDL only) |  |  |  |  | 3000
| TL-24030-9 | Transducer Cable: 4' Dual Lemo to M/dot, HT Armoured (For use with Models CG10 to CG70ABDL only) |  |  |  |  | 2800
| TL-24030-1 | Transducer Cable: 4' Single Lemo 00 to BNC (For use with Models CG100B to CG100ABDL+ only) |  |  |  |  | 1200
| TL-24030-2 | Transducer Cable: 4' Single Lemo 00 to Lemo 00 (For use with Models CG100B to CG100ABDL+ only) |  |  |  |  | 1300
| TL-24030-3 | Transducer Cable: 4' Single Lemo 00 to Microdot (For use with Models CG100B to CG100ABDL+ only) |  |  |  |  | 1300
| TL-24031 | RS232 Cable (6'); DB-9 to Lemo |  |  |  |  | 1300
| TL-24032 | USB to Serial Adapter |  |  |  |  | 520
| TC-24034-1 | Couplant: Standard; 4oz Bottle |  |  |  |  | 280
| TC-24034-2 | Couplant: Standard; 12oz Bottle |  |  |  |  | 490
| TC-24034-3 | Couplant: Standard; 1 Gallon |  |  |  |  | 2600
| TC-24034-9 | Couplant: High Temperature; 60ml : 510 deg C |  |  |  |  | 900
| TW-24001-S1018 | Calibration Block: 4 Step; 0.04 - 0.1"; 1018 Steel |  |  |  |  | 4600
| TW-24001-A | Calibration Block: 4 Step; 0.04 - 0.1"; Aluminium |  |  |  |  | 4600
| TW-24001-SS | Calibration Block: 4 Step; 0.04 - 0.1"; Stainless Steel |  |  |  |  | 8200
| TW-24001-T | Calibration Block: 4 Step; 0.04 - 0.1"; Titanium |  |  |  |  | 12400
| TW-24004-S4340 | Calibration Block: 4 Step; 0.25 - 1.0"; 4340 Steel |  |  |  |  | 3800
| TW-24004-A | Calibration Block: 4 Step; 0.25 - 1.0"; Aluminium |  |  |  |  | 3800
| TW-24004-SS | Calibration Block: 4 Step; 0.25 - 1.0"; Stainless Steel |  |  |  |  | 8300
| TW-24004-T | Calibration Block: 4 Step; 0.25 - 1.0"; Titanium |  |  |  |  | 9200
| TW-24002-S4340 | Calibration Block: 5 Step; 0.1 - 0.5"; 4340 Steel |  |  |  |  | 3800
| TW-24002-A | Calibration Block: 5 Step; 0.1 - 0.5"; Aluminium |  |  |  |  | 3800
| TW-24002-SS | Calibration Block: 5 Step; 0.1 - 0.5"; Stainless Steel |  |  |  |  | 8300
| TW-24002-T | Calibration Block: 5 Step; 0.1 - 0.5"; Titanium |  |  |  |  | 9200
| TW-24005-S1018 | Calibration Block: 8 Step; 1 - 8mm; 1018 Steel |  |  |  |  | 8200
| TW-24005-A | Calibration Block: 8 Step; 1 - 8mm; Aluminium |  |  |  |  | 8200
| TW-24005-SS | Calibration Block: 8 Step; 1 - 8mm; Stainless Steel |  |  |  |  | 12700
| TW-24005-T | Calibration Block: 8 Step; 1 - 8mm; Titanium |  |  |  |  | 16100
| TW-24003-S1018 | Calibration Block: 10 Step; 0.1 - 1.0"; 1018 Steel |  |  |  |  | 8200
| TW-24003-A | Calibration Block: 10 Step; 0.1 - 1.0"; Aluminium |  |  |  |  | 8200
| TW-24003-SS | Calibration Block: 10 Step; 0.1 - 1.0"; Stainless Steel |  |  |  |  | 16300
| TW-24003-T | Calibration Block: 10 Step; 0.1 - 1.0"; Titanium |  |  |  |  | 19700
| TW-24006-S1018 | Calibration Block: 10 Step; 2 - 20mm; 1018 Steel |  |  |  |  | 9200
| TW-24006-A | Calibration Block: 10 Step; 2 - 20mm; Aluminium |  |  |  |  | 9200
| TW-24006-SS | Calibration Block: 10 Step; 2 - 20mm; Stainless Steel |  |  |  |  | 18400
| TW-24006-T | Calibration Block: 10 Step; 2 - 20mm; Titanium |  |  |  |  | 23000
| TW-24007-S1018 | Calibration Block: 10 Step; 2.5 - 25mm; 1018 Steel |  |  |  |  | 9200
| TW-24007-A | Calibration Block: 10 Step; 2.5 - 25mm; Aluminium |  |  |  |  | 9200
| TW-24007-SS | Calibration Block: 10 Step; 2.5 - 25mm; Stainless Steel |  |  |  |  | 18400
| TW-24007-T | Calibration Block: 10 Step; 2.5 - 25mm; Titanium |  |  |  |  | 23000
Flaw Detection
Elcometer Non Destructive Testing - Flaw Detection
| FD700DL+ | Model FD700DL+ Flaw Detection Gauge |  |  |  |  | 55900
Each gauge is supplied with a Test Certificate as standard.
Transducers are not included. Please order the required transducer separately from the list below.
All Transducers are supplied with a Transducer Performance Certificate.
Recommended Transducers
| TX5M00CP-6 | Transducer: 5MHz 1/4" Potted Right Angle Dual Element; Coating Thickness |  |  |  |  | 6800
| TF5M00EG-5 | Transducer: 5MHz 1/2" Microdot Quick-Change Shear Wave; High Gain |  |  |  |  | 5900
| TF9999E60-2 | Transducer: 1/2" Standard Quick-Change Wedge; 60 Degree |  |  |  |  | 900
| TL-24030-3 | Transducer Cable: 4' Single Lemo 00 to Microdot |  |  |  |  | 1300
Precision Gauge
Elcometer Non Destructive Testing - Precision Ultrasonic Thickness Gauges
| PG70ABDL | Model PG70ABDL Precision Thickness Gauge |  |  |  |  | 36600
Each gauge is supplied with a Test Certificate as standard.
Transducers are not included. Please order the required transducer separately from the list below.
All Transducers are supplied with a Transducer Performance Certificate.
Transducers
| TX2M25CM-4 | Transducer: 2.25Mhz 1/4" Microdot Right Angle Single Element |  |  |  |  | 5500
| TX2M25EM-4 | Transducer: 2.25Mhz 1/2" Microdot Right Angle Single Element |  |  |  |  | 5900
| TX5M00AM-1 | Transducer: 5Mhz 1/8" Microdot Right Angle Single Element |  |  |  |  | 6500
| TX5M00CM-6 | Transducer: 5Mhz 1/4" Microdot Right Angle Single Element |  |  |  |  | 5500
| TX5M00EM-5 | Transducer: 5Mhz 1/2" Microdot Right Angle Single Element |  |  |  |  | 5800
| TX10M0BM-1 | Transducer: 10Mhz 1/8" Microdot Right Angle Single Element |  |  |  |  | 12100
| TX10M0BM-2 | Transducer: 10Mhz 3/16" Microdot Top Single Element Delay Line Pencil; 1/16" Tip |  |  |  |  | 12100
| TX10M0CM-3 | Transducer: 10Mhz 3/16" Microdot Right Angle Single Element Delay Line Pencil; R-Angle |  |  |  |  | 5800
| TX10M0AM-1 | Transducer: 10Mhz 1/4" Microdot Right Angle Single Element |  |  |  |  | 7100
| TX15M0CM | Transducer: 15MHz 1/4" Microdot Right Angle Single Element Delay Line |  |  |  |  | 10800
| TX20M0CM | Transducer: 20MHz 1/4" Microdot Right Angle Single Element Delay Line |  |  |  |  | 10800
Accessories
| TL-24030-3 | Transducer Cable: 4' Single Lemo 00 to Microdot |  |  |  |  | 1300
| TL-24030-1 | Transducer Cable: 4' Single Lemo 00 to BNC (For use with Model PG70ABDL only) |  |  |  |  | 1200
| TL-24030-2 | Transducer Cable: 4' Single Lemo 00 to Lemo 00 (For use with Model PG70ABDL only) |  |  |  |  | 1300
| TL-24031 | RS232 Cable (6'); DB-9 to Lemo |  |  |  |  | 1300
| TL-24032 | USB to Serial Adapter |  |  |  |  | 520
| TZ-24035 | 6" Extension Wand for Single Element Microdot Transducers |  |  |  |  | 4200
| TD-24033-6 | Delay Tip: Acrylic; 1/4" Dia x 1/2" L |  |  |  |  | 300
| TD-24033-7 | Delay Tip: Acrylic; 1/4" Dia x 3/8" L |  |  |  |  | 300
| TD-24033-8 | Delay Tip: Graphite; 1/4" |  |  |  |  | 900
| TD-24033-1 | Cone Tip Delay Line: Acrylic; 1/8" |  |  |  |  | 300
| TD-24033-2 | Cone Tip Delay Line: Acrylic; 3/16" |  |  |  |  | 300
| TD-24033-3 | Cone Tip Delay Line: Graphite; 3/16" |  |  |  |  | 1000
| TD-24033-4 | Delay Tip (Pencil): Acrylic; 1/16" Dia x 0.45" L |  |  |  |  | 1000
| TD-24033-5 | Delay Tip (Pencil): Acrylic; 1/8" Dia x 0.45" L |  |  |  |  | 1000
| TC-24034-1 | Couplant: Standard; 4oz Bottle |  |  |  |  | 280
| TC-24034-2 | Couplant: Standard; 12oz Bottle |  |  |  |  | 490
| TC-24034-3 | Couplant: Standard; 1 Gallon |  |  |  |  | 2600
| TC-24034-9 | Couplant: Hi-Temp 510oC; 2oz Tube |  |  |  |  | 900
| TW-24001-S1018 | Calibration Block: 4 Step; 0.04 - 0.1"; 1018 Steel |  |  |  |  | 4600
| TW-24001-A | Calibration Block: 4 Step; 0.04 - 0.1"; Aluminium |  |  |  |  | 4600
| TW-24001-SS | Calibration Block: 4 Step; 0.04 - 0.1"; Stainless Steel |  |  |  |  | 8200
| TW-24001-T | Calibration Block: 4 Step; 0.04 - 0.1"; Titanium |  |  |  |  | 12400
| TW-24004-S4340 | Calibration Block: 4 Step; 0.25 - 1.0"; 4340 Steel |  |  |  |  | 3800
| TW-24004-A | Calibration Block: 4 Step; 0.25 - 1.0"; Aluminium |  |  |  |  | 3800
| TW-24004-SS | Calibration Block: 4 Step; 0.25 - 1.0"; Stainless Steel |  |  |  |  | 8300
| TW-24004-T | Calibration Block: 4 Step; 0.25 - 1.0"; Titanium |  |  |  |  | 9200
| TW-24002-S4340 | Calibration Block: 5 Step; 0.1 - 0.5"; 4340 Steel |  |  |  |  | 3800
| TW-24002-A | Calibration Block: 5 Step; 0.1 - 0.5"; Aluminium |  |  |  |  | 3800
| TW-24002-SS | Calibration Block: 5 Step; 0.1 - 0.5"; Stainless Steel |  |  |  |  | 8300
| TW-24002-T | Calibration Block: 5 Step; 0.1 - 0.5"; Titanium |  |  |  |  | 9200
| TW-24005-S1018 | Calibration Block: 8 Step; 1 - 8mm; 1018 Steel |  |  |  |  | 8200
| TW-24005-A | Calibration Block: 8 Step; 1 - 8mm; Aluminium |  |  |  |  | 8200
| TW-24005-SS | Calibration Block: 8 Step; 1 - 8mm; Stainless Steel |  |  |  |  | 12700
| TW-24005-T | Calibration Block: 8 Step; 1 - 8mm; Titanium |  |  |  |  | 16100
| TW-24003-S1018 | Calibration Block: 10 Step; 0.1 - 1.0"; 1018 Steel |  |  |  |  | 8200
| TW-24003-A | Calibration Block: 10 Step; 0.1 - 1.0"; Aluminium |  |  |  |  | 8200
| TW-24003-SS | Calibration Block: 10 Step; 0.1 - 1.0"; Stainless Steel |  |  |  |  | 16300
| TW-24003-T | Calibration Block: 10 Step; 0.1 - 1.0"; Titanium |  |  |  |  | 19700
| TW-24006-S1018 | Calibration Block: 10 Step; 2 - 20mm; 1018 Steel |  |  |  |  | 9200
| TW-24006-A | Calibration Block: 10 Step; 2 - 20mm; Aluminium |  |  |  |  | 9200
| TW-24006-SS | Calibration Block: 10 Step; 2 - 20mm; Stainless Steel |  |  |  |  | 18400
| TW-24006-T | Calibration Block: 10 Step; 2 - 20mm; Titanium |  |  |  |  | 23000
| TW-24007-S1018 | Calibration Block: 10 Step; 2.5 - 25mm; 1018 Steel |  |  |  |  | 9200
| TW-24007-A | Calibration Block: 10 Step; 2.5 - 25mm; Aluminium |  |  |  |  | 9200
| TW-24007-SS | Calibration Block: 10 Step; 2.5 - 25mm; Stainless Steel |  |  |  |  | 18400
| TW-24007-T | Calibration Block: 10 Step; 2.5 - 25mm; Titanium |  |  |  |  | 23000
Underwater Thickness Gauge
| UG20DL | Model UG20DL Underwater Thickness Gauge |  |  |  |  | 45600
Each gauge is supplied with a Test Certificate as standard.
Transducers are not included. Please order the required transducer separately from the list below.
All Transducers are supplied with a Transducer Performance Certificate.
Transducers
| TX2M25EL-2 | Transducer: 2.25MHz 1/2" Lemo Top Single Element Membrane; Underwater |  |  |  |  | 11100
| TX3M50EP-3 | Transducer: 3.5MHz 1/2" Potted Top Dual Element; Underwater |  |  |  |  | 11100
| TX5M00EL-2 | Transducer: 5MHz 1/2" Lemo Top Single Element Membrane; Underwater |  |  |  |  | 11100
| TX5M00EP-8 | Transducer: 5MHz 1/2" Potted Top Dual Element; Underwater |  |  |  |  | 11100
| TX5M00EP-9 | Transducer: 5MHz 1/2" Potted Top Dual Element; Underwater (15m) |  |  |  |  | 11600
| TL-24030-4 | Transducer Cable: 4' Single Lemo UW to Lemo UW |  |  |  |  | 2200
| TL-24031 | RS232 Cable (6'); DB-9 to Lemo |  |  |  |  | 1300
| TL-24032 | USB to Serial Adapter |  |  |  |  | 520
| TC-24034-6 | Underwater Gasket Lubricant, 6g |  |  |  |  | 80
| TZ-24037 | O-Ring Kit (1 Lubricant & 2 Gaskets) |  |  |  |  | 100
| TW-24001-S1018 | Calibration Block: 4 Step; 0.04 - 0.1"; 1018 Steel |  |  |  |  | 4600
| TW-24001-A | Calibration Block: 4 Step; 0.04 - 0.1"; Aluminium |  |  |  |  | 4600
| TW-24001-SS | Calibration Block: 4 Step; 0.04 - 0.1"; Stainless Steel |  |  |  |  | 8200
| TW-24001-T | Calibration Block: 4 Step; 0.04 - 0.1"; Titanium |  |  |  |  | 12400
| TW-24004-S4340 | Calibration Block: 4 Step; 0.25 - 1.0"; 4340 Steel |  |  |  |  | 3800
| TW-24004-A | Calibration Block: 4 Step; 0.25 - 1.0"; Aluminium |  |  |  |  | 3800
| TW-24004-SS | Calibration Block: 4 Step; 0.25 - 1.0"; Stainless Steel |  |  |  |  | 8300
| TW-24004-T | Calibration Block: 4 Step; 0.25 - 1.0"; Titanium |  |  |  |  | 9200
| TW-24002-S4340 | Calibration Block: 5 Step; 0.1 - 0.5"; 4340 Steel |  |  |  |  | 3800
| TW-24002-A | Calibration Block: 5 Step; 0.1 - 0.5"; Aluminium |  |  |  |  | 3800
| TW-24002-SS | Calibration Block: 5 Step; 0.1 - 0.5"; Stainless Steel |  |  |  |  | 8300
| TW-24002-T | Calibration Block: 5 Step; 0.1 - 0.5"; Titanium |  |  |  |  | 9200
| TW-24005-S1018 | Calibration Block: 8 Step; 1 - 8mm; 1018 Steel |  |  |  |  | 8200
| TW-24005-A | Calibration Block: 8 Step; 1 - 8mm; Aluminium |  |  |  |  | 8200
| TW-24005-SS | Calibration Block: 8 Step; 1 - 8mm; Stainless Steel |  |  |  |  | 12700
| TW-24005-T | Calibration Block: 8 Step; 1 - 8mm; Titanium |  |  |  |  | 16100
| TW-24003-S1018 | Calibration Block: 10 Step; 0.1 - 1.0"; 1018 Steel |  |  |  |  | 8200
| TW-24003-A | Calibration Block: 10 Step; 0.1 - 1.0"; Aluminium |  |  |  |  | 8200
| TW-24003-SS | Calibration Block: 10 Step; 0.1 - 1.0"; Stainless Steel |  |  |  |  | 16300
| TW-24003-T | Calibration Block: 10 Step; 0.1 - 1.0"; Titanium |  |  |  |  | 19700
| TW-24006-S1018 | Calibration Block: 10 Step; 2 - 20mm; 1018 Steel |  |  |  |  | 9200
| TW-24006-A | Calibration Block: 10 Step; 2 - 20mm; Aluminium |  |  |  |  | 9200
| TW-24006-SS | Calibration Block: 10 Step; 2 - 20mm; Stainless Steel |  |  |  |  | 18400
| TW-24006-T | Calibration Block: 10 Step; 2 - 20mm; Titanium |  |  |  |  | 23000
| TW-24007-S1018 | Calibration Block: 10 Step; 2.5 - 25mm; 1018 Steel |  |  |  |  | 9200
| TW-24007-A | Calibration Block: 10 Step; 2.5 - 25mm; Aluminium |  |  |  |  | 9200
| TW-24007-SS | Calibration Block: 10 Step; 2.5 - 25mm; Stainless Steel |  |  |  |  | 18400
| TW-24007-T | Calibration Block: 10 Step; 2.5 - 25mm; Titanium |  |  |  |  | 23000
| TC-24034-6 | Underwater Gasket Lubricant, 6g |  |  |  |  | 80
| TZ-24037 | O-Ring Kit (1 Lubricant & 2 Gaskets) |  |  |  |  | 100
Temperature Data Logger
Elcometer 215 Oven Temperature Data Recorder
| G215----2S | Elcometer 215 Oven Data Logger, Standard Kit |  |  |  |  | 34300
| G215----2T | Elcometer 215 Oven Data Logger, Top Kit |  |  |  |  | 41700
Standard Kit includes
| T21521216 | Elcometer 215 Data Logger (Logger Only) with software
| T21521222 | Thermal Barrier for Standard Kit
| T21521220 | Data Logger to PC USB Cable
Elcometer 215 software
Top Kit includes
| T21521216 | Elcometer 215 Data Logger (Logger Only) with software
| T21521217 | Thermal Barrier for Top Kit (which doesn't include Heat Sink Block)
| T21521219 | Heat Sink Block for Top Kit
| T21521220 | Data Logger to PC USB Cable
Elcometer 215 software
| Note : | Because of various applications, no probes are included with the unit. You need to select from the list below
depending on your specific requirements
| T21521216 | Elcometer 215 Data Logger (Logger Only) with software |  |  |  |  | 24400
| T21521241 | Probe Identification Kit (Set Of 6 Brass Tags) |  |  |  |  | 600
| T21521217 | Thermal Barrier for Top Kit (Heat Sink Block Not Included) |  |  |  |  | 15800
| T21521219 | Heat Sink Block for Top Kit |  |  |  |  | 11500
| T21521222 | Thermal Barrier for Standard Kit |  |  |  |  | 16300
| T21521220 | Data Logger to PC USB Cable |  |  |  |  | 580
| T21521221 | Hp Printer USB Cable |  |  |  |  | 690
| T21521275 | Air Temperature Probe: Clamp; 1.5m |  |  |  |  | 2700
| T21521276 | Air Temperature Probe: Clamp; 3m |  |  |  |  | 2900
| T21521277 | Air Temperature Probe: Clamp; 6m |  |  |  |  | 3500
| T21521287 | Air Temperature Probe: Magnetic; 1.5m |  |  |  |  | 2700
| T21521288 | Air Temperature Probe: Magnetic; 3m |  |  |  |  | 2900
| T21521569 | Air Temperature Probe: Magnetic; 6m |  |  |  |  | 3500
| T21521278 | Surface Temperature Probe: Clamp; 1.5m |  |  |  |  | 2700
| T21521279 | Surface Temperature Probe: Clamp; 3m |  |  |  |  | 2900
| T21521280 | Surface Temperature Probe: Clamp; 6m |  |  |  |  | 3500
| T99921281 | Surface Temperature Probe: Magnetic; 1.5m |  |  |  |  | 2700
| T99921282 | Surface Temperature Probe: Magnetic; 3m |  |  |  |  | 2900
| T99921283 | Surface Temperature Probe: Magnetic; 6m |  |  |  |  | 3500
| T21521284 | Combined Temperature Probe: Magnetic Surface / Clamp Air; 1.5m |  |  |  |  | 3300
| T21521285 | Combined Temperature Probe: Magnetic Surface / Clamp Air; 3m |  |  |  |  | 3500
| T21521286 | Combined Temperature Probe: Magnetic Surface / Clamp Air; 6m |  |  |  |  | 3900
| T21522415 | Combined Temperature Probe: Magnetic Surface / Clamp Air; 6m Steel Braided |  |  |  |  | 3000
PH Testers
Elcometer 148 - PH & Temperature Gauge
| H148----1 | Elcometer 148 pH Tester |  |  |  |  | 2200
Accessories
| T14821766 | Replacement pH / Temperature Sensor |  |  |  |  | 850
| T14821768-1 | 4pH Buffer Solution for Calibration: Capsules, Pack of 10 |  |  |  |  | 340
| T14821768-2 | 7pH Buffer Solution for Calibration: Capsules, Pack of 10 |  |  |  |  | 340
| T14821768-3 | 9pH Buffer Solution for Calibration: Capsules, Pack of 10 |  |  |  |  | 340
| T14821767-1 | 4.01pH Buffer Solution for Calibration: 100ml Bottle |  |  |  |  | 180
| T14821767-2 | 7pH Buffer Solution for Calibration: 100ml Bottle |  |  |  |  | 180
| T14821767-3 | 10.01pH Buffer Solution for Calibration: 100ml Bottle |  |  |  |  | 180
Pinhole Porosity
Elcometer Pinhole / Sponge Detectors
| D270----3 | Elcometer Sponge Pinhole Detector- | 9 & 90 Volts | 0 - 500 mic. | 5-10% | ASTM, NACE | 4900
| D270----4 | Elcometer Sponge Pinhole Detector- | 9, 67.5 & 90 Volts | 0 - 500 mic. | 5-10% | ASTM, NACE | 5800
| D270----3C | Elcometer Sponge Pinhole Detector- c/w calibration certificate | 9 & 90 Volts | 0 - 500 mic. | 5-10% | ASTM, NACE | 6100
| D270----4C | Elcometer Sponge Pinhole Detector- c/w calibration certificate | 9, 67.5 & 90 Volts | 0 - 500 mic. | 5-10% | ASTM, NACE | 7000
Accessories
| T27018191 | Consultants Carry Case with Various Accessories (doesn't include the unit) |  |  |  |  | 9300
| T27016867 | Spare Standard Wand and Sponge |  |  |  |  | 710
| T27016999 | Separate Remote Wand Handle, Lead & Belt Clip | C |  |  |  | 1200
| T27016960 | Roller Wand and Roller Sponge | C |  |  |  | 1000
| T27016998 | Telescopic Wand, Lead & Belt Clip | C |  |  |  | 2400
| T27016965 | Extension Piece 420mm | C x 2 |  |  |  | 810
| T27016981 | Belt Clip |  |  |  |  | 610
| T27016983 | Separate Wand Lead (1.7m) |  |  |  |  | 520
| T99916954 | Earth Signal Return Cable, 4M |  |  |  |  | 490
| T99916996 | Signal Return Cable 10m | C |  |  |  | 700
| T27016997 | Battery Cap |  |  |  |  | 300
| T27018024 | Wetting Agent 50ml | C |  |  |  | 400
| T27018050 | Spare Rectangular Sponge (Pk of 3) and Wing Nut | C |  |  |  | 160
| T27018051 | Spare Roller Sponge Set, Washer & Clip | C |  |  |  | 490
| T27018025 | Consultants Carry Case - Empty | C |  |  |  | 2200
Elcometer UV Torch
| D260----2 | Elcometer 260 UV Torch |  |  |  |  | 2700
Pinhole / Porosity
Porosity / Holiday Detectors
| D266----4 | Elcometer 266 Holiday Detector: excludes handle - select below 1,2,3 |  | 5% or 0.2Kv | ASTM, NACE |  | 20200
| T26620033-1 | Elcometer 266: Handle, 0.1 - 5Kv | 0.200 - 1.25 mm | 5% or 0.2Kv | ASTM, NACE |  | 8800
| T26620033-2 | Elcometer 266: Handle, 0.1 - 15Kv | 0.200 - 3.75 mm | 5% or 0.2Kv | ASTM, NACE |  | 11000
| T26620033-3 | Elcometer 266: Handle, 0.1 - 30Kv | 0.200 - 7.5 mm | 5% or 0.2Kv | ASTM, NACE |  | 13100
| D266----4C | Elcometer 266 Holiday Detector: excludes handle - select below 1,2,3 c/w calibration certificate |  |  |  |  | 21400
| T26620033-1C | Elcometer 266: Handle, 0.1 - 5Kv c/w calibration cert | 0.200 - 1.25 mm | 5% or 0.2Kv | ASTM, NACE |  | 10100
| T26620033-2C | Elcometer 266: Handle, 0.1 - 15Kv c/w calibration cert | 0.200 - 3.75 mm | 5% or 0.2Kv | ASTM, NACE |  | 12300
| T26620033-3C | Elcometer 266: Handle, 0.1 - 30Kv c/w calibration cert | 0.200 - 7.5 mm | 5% or 0.2Kv | ASTM, NACE |  | 14500
| D280-S-KIT | Elcometer 280 Model S Pulsed DC Holiday Detector Inspection Kit (Supplied In Wheeled Transit Case) |  |  |  |  | 46700
| D280-T-KIT | Elcometer 280 Model T Pulsed DC Holiday Detector Inspection Kit (Supplied In Wheeled Transit Case) |  |  |  |  | 56700
| D280-S---- | Elcometer 280 Model S Pulsed DC Holiday Detector |  |  |  |  | 39500
| D280-T---- | Elcometer 280 Model T Pulsed DC Holiday Detector |  |  |  |  | 42900
| Accessories | compatible with the 266, 280 or both
| Calibration Certificates |  | 266 | 280
| TCAL-266 | Calibration Certificate for the 266 Unit | Y |  |  |  | 1300
| TCAL-266H | Calibration Certificate for the 266 Handle | Y |  |  |  | 1300
| QCD280-S-KIT | Calibration Certificate For Elcometer 280 Model S Supplied In Inspection Kit |  | Y |  |  | 1200
| QCD280-T-KIT | Calibration Certificate For Elcometer 280 Model T Supplied In Inspection Kit |  | Y |  |  | 1200
| QCD280-S---- | Calibration Certificate For Elcometer 280 Model S |  | Y |  |  | 1200
| QCD280-T---- | Calibration Certificate For Elcometer 280 Model T |  | Y |  |  | 1200
Grounding Mats
| T28022637-1 | Grounding Mat, 750mm (29.5"): Pipe Dia. Up To 9" (Nps / 229mm (Dn) |  | Y |  |  | 3100
| T28022637-2 | Grounding Mat, 1500mm (59"): Pipe Dia. Up To 18" (Nps) / 457mm (Dn) |  | Y |  |  | 3600
| T28022637-3 | Grounding Mat, 2500mm (98.5"): Pipe Dia. Up To 30" (Nps ) / 762mm (Dn) |  | Y |  |  | 4100
| T28022637-4 | Grounding Mat, 3500mm (137.5"): Pipe Dia. Up To 42" (Nps) / 1067mm (Dn) |  | Y |  |  | 4800
| T28022748 | Grounding Pin; 60Cm (23.5") Long X 0.2Cm (0.75") Diameter |  | Y |  |  | 820
Signal Return / Earth Leads
| T28022622 | Elcometer 280: Trailing Signal Return Lead, 5M (16') |  | Y |  |  | 1200
| T28022749 | Elcometer 280: 10m Earth Lead, Clips Each End (For Use With Grounding Mat) |  | Y |  |  | 1300
| T28022750 | Elcometer 280: 10m Earth Lead, Clip / Elcometer 280 Connector (For Use With Grounding Mat) |  | Y |  |  | 1500
| T99916954 | Earth Signal Return Cable, 4M | Y |  |  |  | 490
| T99916996 | Earth Signal Return Cable, 10M | Y |  |  |  | 700
Battery Chargers
| T99919999 | Elcometer 266/280: Battery Charger & Mains Lead, Eu 220V | Y | Y |  |  | 1200
Probe Extension Pieces
| T99919988-3 | Probe Extension Piece, 250mm | Y | Y |  |  | 900
| T99919988-1 | Probe Extension Piece, 500mm | Y | Y |  |  | 1200
| T99919988-2 | Probe Extension Piece, 1000mm | Y | Y |  |  | 1300
Accessory Adaptors
| T99920084 | Adaptor for Models: AP, APS, AP/S1, AP/S2, AP/W, 10/20, 14/20,10, 20 & 20S | Y | Y |  |  | 820
| T99920083 | Adaptor for Models: P20, P40, P60, 780, 785 & 790 | Y | Y |  |  | 720
| T99920252 | Adaptor for Models: PHD 1-20 & PHD 2-40 | Y | Y |  |  | 550
| T99922747 | Adaptor for Models: 4S, 4.0, 8.0, 35 | Y | Y |  |  | 1900
| T99920082 | Adaptor for Current Elcometer 236 / 266 & 280 To Fit "Old Style" Elcometer Accessories | Y | Y |  |  | 380
| T99922768 | Adaptor for Elcometer 136 & Older Elcometer 236 Models To Fit Current Accessories | Y | Y |  |  | 380
Band Brush Probe
| T99919975 | Band Brush Probe | Y | Y |  |  | 820
| T99922751 | Band Brush Probe, Phosphor Bronze | Y | Y |  |  | 770
Right Angled Wire Brush Probe
| T99920022-1 | Right Angle Wire Brush Probe Assembly: 250mm | Y | Y |  |  | 3000
| T99920022-2 | Right Angle Wire Brush Probe Assembly: 500mm | Y | Y |  |  | 3100
| T99920022-3 | Right Angle Wire Brush Probe Assembly: 1000mm | Y | Y |  |  | 3300
| T99926621 | Wire Brush Only: 250mm | Y | Y |  |  | 550
| T99926622 | Wire Brush Only: 500mm | Y | Y |  |  | 820
| T99926623 | Wire Brush Only: 1000mm | Y | Y |  |  | 1100
Internal Circular Wire Brush Probe
| T99920071-1 | Internal Circular Wire Pipe Brush Probe Assembly: 38mm (1.5") | Y | Y |  |  | 2000
| T99920071-2 | Internal Circular Wire Pipe Brush Probe Assembly: 51mm (2") | Y | Y |  |  | 2000
| T99920071-3 | Internal Circular Wire Pipe Brush Probe Assembly: 64mm (2.5") | Y | Y |  |  | 2200
| T99920071-4 | Internal Circular Wire Pipe Brush Probe Assembly: 76mm (3") | Y | Y |  |  | 2200
| T99920071-5 | Internal Circular Wire Pipe Brush Probe Assembly: 89mm (3.5") | Y | Y |  |  | 2400
| T99920071-6 | Internal Circular Wire Pipe Brush Probe Assembly: 102mm (4") | Y | Y |  |  | 2400
| T99920071-7 | Internal Circular Wire Pipe Brush Probe Assembly: 114mm (4.5") | Y | Y |  |  | 2400
| T99920071-8 | Internal Circular Wire Pipe Brush Probe Assembly: 127mm (5") | Y | Y |  |  | 2500
| T99920071-9 | Internal Circular Wire Pipe Brush Probe Assembly: 152mm (6") | Y | Y |  |  | 2500
| T99920071-10 | Internal Circular Wire Pipe Brush Probe Assembly: 203mm (8") | Y | Y |  |  | 4600
| T99920071-11 | Internal Circular Wire Pipe Brush Probe Assembly: 254mm (10") | Y | Y |  |  | 5100
| T99920071-12 | Internal Circular Wire Pipe Brush Probe Assembly: 305mm (12") | Y | Y |  |  | 5500
| T99920071-13 | Internal Circular Wire Pipe Brush Probe Assembly: 356mm (14") | Y | Y |  |  | 6600
| T99920071-14 | Internal Circular Wire Pipe Brush Probe Assembly: 406mm (16") | Y | Y |  |  | 6800
| T99920071-15 | Internal Circular Wire Pipe Brush Probe Assembly: 508mm (20") | Y | Y |  |  | 7300
| T99920071-16 | Internal Circular Wire Pipe Brush Probe Assembly: 610mm (24") | Y | Y |  |  | 7500
| T9993766- | Internal Circular Wire Brush Only: 38mm (1.5") | Y | Y |  |  | 1020
| T9993767- | Internal Circular Wire Brush Only: 51mm (2") | Y | Y |  |  | 1020
| T9993768- | Internal Circular Wire Brush Only: 64mm (2.5") | Y | Y |  |  | 1100
| T9993769- | Internal Circular Wire Brush Only: 76mm (3") | Y | Y |  |  | 1130
| T9993770- | Internal Circular Wire Brush Only: 89mm (3.5") | Y | Y |  |  | 1200
| T9993771- | Internal Circular Wire Brush Only: 102mm (4") | Y | Y |  |  | 1200
| T9993772- | Internal Circular Wire Brush Only: 114mm (4.5") | Y | Y |  |  | 1200
| T9993773- | Internal Circular Wire Brush Only: 127mm (5") | Y | Y |  |  | 1300
| T9993774- | Internal Circular Wire Brush Only: 152mm (6") | Y | Y |  |  | 1300
| T9993775- | Internal Circular Wire Brush Only: 203mm (8") | Y | Y |  |  | 2300
| T9993776- | Internal Circular Wire Brush Only: 254mm (10") | Y | Y |  |  | 2500
| T9993777- | Internal Circular Wire Brush Only: 305mm (12") | Y | Y |  |  | 2700
| T9993778- | Internal Circular Wire Brush Only: 356mm (14") | Y | Y |  |  | 3300
| T9993779- | Internal Circular Wire Brush Only: 406mm (16") | Y | Y |  |  | 3400
| T9993780- | Internal Circular Wire Brush Only: 508mm (20") | Y | Y |  |  | 3600
| T9993781- | Internal Circular Wire Brush Only: 610mm (24") | Y | Y |  |  | 3800
External "C-Type" Wire Brush Probe
| T99922752 | C-Type' Wire Brush Holder - needed for External C-Type Wire Brush below | Y | Y |  |  | 1200
| T99922907 | C-Type' Wire Brush Support Handle - for 2 handed operation | Y | Y |  |  | 2700
| T99922745-1 | External 'C-Type' Wire Brush: O/D; 150 - 250mm Dn; 6 - 9" Nps | Y | Y |  |  | 1300
| T99922745-2 | External 'C-Type' Wire Brush: O/D; 250 - 350mm Dn; 9 - 12" Nps | Y | Y |  |  | 1600
| T99922745-3 | External 'C-Type' Wire Brush: O/D; 350 - 450mm Dn; 12 - 16" Nps | Y | Y |  |  | 1800
| T99922745-4 | External 'C-Type' Wire Brush: O/D; 450 - 550mm Dn; 16 - 20" Nps | Y | Y |  |  | 2100
| T99922745-5 | External 'C-Type' Wire Brush: O/D; 550 - 650mm Dn; 20 - 24" Nps | Y | Y |  |  | 2400
| T99922745-6 | External 'C-Type' Wire Brush: O/D; 650 - 750mm Dn; 24 - 28" Nps | Y | Y |  |  | 2700
| T99922745-7 | External 'C-Type' Wire Brush: O/D; 750 - 850mm Dn; 28 - 32" Nps | Y | Y |  |  | 3400
| T99922745-8 | External 'C-Type' Wire Brush: O/D; 850 - 950mm Dn; 32 - 36" Nps | Y | Y |  |  | 3900
| T99922745-9 | External 'C-Type' Wire Brush: O/D; 950 - 1050mm Dn; 36 - 40" Nps | Y | Y |  |  | 4200
| T99922745-10 | External 'C-Type' Wire Brush: O/D; 1050 - 1150mm Dn; 40 - 44" Nps | Y | Y |  |  | 4500
Right Angled Conductive Rubber Probes - for thin and delicate surfaces
| T99920022-11 | Right Angle Rubber Probe Assembly: 250mm | Y | Y |  |  | 3300
| T99920022-12 | Right Angle Rubber Probe Assembly: 500mm | Y | Y |  |  | 3500
| T99920022-13 | Right Angle Rubber Probe Assembly: 1000mm | Y | Y |  |  | 3800
| T99920022-14 | Right Angle Rubber Probe Assembly: 1400mm | Y | Y |  |  | 4100
| T99926731 | Rubber Electrode Only: 250mm | Y | Y |  |  | 550
| T99926732 | Rubber Electrode Only: 500mm | Y | Y |  |  | 820
| T99926733 | Rubber Electrode Only: 1000mm | Y | Y |  |  | 1100
| T99926734 | Rubber Electrode Only: 1400mm | Y | Y |  |  | 1200
Rolling Springs - Phosphor Bronze
Holder - needed for the Springs below
| T99920086 | Phosphor Bronze (PB) Rolling Spring Holder | Y | Y |  |  | 1300
Springs
| T99920438-15A | PB Rolling Spring: Outside Diameter 48 - 54mm, Nps 1.5; Dn 40 | Y | Y |  |  | 900
| T99920438-15B | PB Rolling Spring: Outside Diameter 54 - 60mm, Nps 1.5; Dn 40 | Y | Y |  |  | 900
| T99920438-20A | PB Rolling Spring: Outside Diameter 60 - 65mm, Nps 2; Dn 50 | Y | Y |  |  | 900
| T99920438-20B | PB Rolling Spring: Outside Diameter 66 - 73mm, Nps 2; Dn 50 | Y | Y |  |  | 900
| T99920438-25A | PB Rolling Spring: Outside Diameter 73 - 80mm, Nps 2.5; Dn 65 | Y | Y |  |  | 900
| T99920438-25B | PB Rolling Spring: Outside Diameter 80 - 88mm, Nps 2.5; Dn 65 | Y | Y |  |  | 900
| T99920438-30A | PB Rolling Spring: Outside Diameter 88 - 95mm, Nps 3; Dn 80 | Y | Y |  |  | 900
| T99920438-30B | PB Rolling Spring: Outside Diameter 95 - 100mm, Nps 3; Dn 80 | Y | Y |  |  | 900
| T99920438-35A | PB Rolling Spring: Outside Diameter 100 - 108mm, Nps 3.5; Dn 90 | Y | Y |  |  | 1000
| T99920438-35B | PB Rolling Spring: Outside Diameter 108 - 114mm, Nps 3.5; Dn 90 | Y | Y |  |  | 1000
| T99920438-40A | PB Rolling Spring: Outside Diameter 114 - 125mm, Nps 4; Dn 100 | Y | Y |  |  | 1000
| T99920438-45A | PB Rolling Spring: Outside Diameter 125 - 136mm, Nps 4.5; Dn 114 | Y | Y |  |  | 1000
| T99920438-45B | PB Rolling Spring: Outside Diameter 136 - 141mm, Nps 4.5; Dn 114 | Y | Y |  |  | 1000
| T99920438-50A | PB Rolling Spring: Outside Diameter 141 - 155mm, Nps 5; Dn 125 | Y | Y |  |  | 1000
| T99920438-50B | PB Rolling Spring: Outside Diameter 155 - 168mm, Nps 5; Dn 125 | Y | Y |  |  | 1000
| T99920438-60A | PB Rolling Spring: Outside Diameter 168 - 180mm, Nps 6; Dn 152 | Y | Y |  |  | 1000
| T99920438-60B | PB Rolling Spring: Outside Diameter 180 - 193mm, Nps 6; Dn 152 | Y | Y |  |  | 1000
| T99920438-70A | PB Rolling Spring: Outside Diameter 193 - 213mm, Nps 7; Dn 178 | Y | Y |  |  | 1100
| T99920438-70B | PB Rolling Spring: Outside Diameter 213 - 219mm, Nps 7; Dn 178 | Y | Y |  |  | 1100
| T99920438-80A | PB Rolling Spring: Outside Diameter 219 - 240mm, Nps 8; Dn 203 | Y | Y |  |  | 1000
| T99920438-90A | PB Rolling Spring: Outside Diameter 240 - 264mm, Nps 9; Dn 229 | Y | Y |  |  | 1100
| T99920438-100A | PB Rolling Spring: Outside Diameter 264 - 290mm, Nps 10; Dn 254 | Y | Y |  |  | 1100
| T99920438-110A | PB Rolling Spring: Outside Diameter 290 - 320mm, Nps 11; Dn 279 | Y | Y |  |  | 1200
| T99920438-120A | PB Rolling Spring: Outside Diameter 320 - 350mm, Nps 12; Dn 305 | Y | Y |  |  | 1200
| T99920438-140A | PB Rolling Spring: Outside Diameter 350 - 375mm, Nps 14; Dn 356 | Y | Y |  |  | 1300
| T99920438-140B | PB Rolling Spring: Outside Diameter 375 - 400mm, Nps 14; Dn 356 | Y | Y |  |  | 1300
| T99920438-160A | PB Rolling Spring: Outside Diameter 400 - 435mm, Nps 16; Dn 406 | Y | Y |  |  | 1400
| T99920438-160B | PB Rolling Spring: Outside Diameter 435 - 450mm, Nps 16; Dn 406 | Y | Y |  |  | 1400
| T99920438-180A | PB Rolling Spring: Outside Diameter 450 - 500mm, Nps 18; Dn 457 | Y | Y |  |  | 1500
| T99920438-200A | PB Rolling Spring: Outside Diameter 500 - 550mm, Nps 20; Dn 508 | Y | Y |  |  | 1600
| T99920438-220A | PB Rolling Spring: Outside Diameter 550 - 600mm, Nps 22; Dn 559 | Y | Y |  |  | 1700
| T99920438-240A | PB Rolling Spring: Outside Diameter 600 - 650mm, Nps 24; Dn 610 | Y | Y |  |  | 1800
| T99920438-260A | PB Rolling Spring: Outside Diameter 650 - 700mm, Nps 26; Dn 660 | Y | Y |  |  | 1900
| T99920438-280A | PB Rolling Spring: Outside Diameter 700 - 750mm, Nps 28; Dn 711 | Y | Y |  |  | 2000
| T99920438-300A | PB Rolling Spring: Outside Diameter 750 - 810mm, Nps 30; Dn 762 | Y | Y |  |  | 2100
| T99920438-320A | PB Rolling Spring: Outside Diameter 810 - 860mm, Nps 32; Dn 813 | Y | Y |  |  | 2200
| T99920438-340A | PB Rolling Spring: Outside Diameter 860 - 910mm, Nps 34; Dn 864 | Y | Y |  |  | 2300
| T99920438-360A | PB Rolling Spring: Outside Diameter 910 - 960mm, Nps 36; Dn 914 | Y | Y |  |  | 2400
| T99920438-380A | PB Rolling Spring: Outside Diameter 960 - 1010mm, Nps 38; Dn 965 | Y | Y |  |  | 2500
| T99920438-400A | PB Rolling Spring: Outside Diameter 1010 - 1060mm, Nps 40; Dn 1016 | Y | Y |  |  | 2600
| T99920438-420A | PB Rolling Spring: Outside Diameter 1060 - 1110mm, Nps 42; Dn 1067 | Y | Y |  |  | 2700
| T99920438-440A | PB Rolling Spring: Outside Diameter 1110 - 1160mm, Nps 44; Dn 1118 | Y | Y |  |  | 2800
| T99920438-460A | PB Rolling Spring: Outside Diameter 1160 - 1210mm, Nps 46; Dn 1168 | Y | Y |  |  | 2900
| T99920438-480A | PB Rolling Spring: Outside Diameter 1210 - 1270mm, Nps 48; Dn 1219 | Y | Y |  |  | 3000
| T99920438-500A | PB Rolling Spring: Outside Diameter 1270 - 1320mm, Nps 50; Dn 1270 | Y | Y |  |  | 3100
| T99920438-520A | PB Rolling Spring: Outside Diameter 1320 - 1370mm, Nps 52; Dn 1321 | Y | Y |  |  | 3200
| T99920438-540A | PB Rolling Spring: Outside Diameter 1370 - 1425mm, Nps 54; Dn 1372 | Y | Y |  |  | 3300
| T999MISC-2644 | Phosphor Bronze Rolling Spring, 4m Length | Y | Y |  |  | 3100
| T999MISC-2644Z | Phosphor Bronze Rolling Spring Coupling Assy | Y | Y |  |  | 600
Rolling Springs - Stainless Steel
Holder - needed for the Springs below
| T99922746 | Stainless Steel (SS) Rolling Spring Holder | Y | Y |  |  | 1700
Springs
| T99922744-25A | SS Rolling Spring: Outside Diameter 73 - 80mm, Nps 2.5; Dn 65 | Y | Y |  |  | 1300
| T99922744-25B | SS Rolling Spring: Outside Diameter 80 - 88mm, Nps 2.5; Dn 65 | Y | Y |  |  | 1300
| T99922744-30A | SS Rolling Spring: Outside Diameter 88 - 95mm, Nps 3; Dn 80 | Y | Y |  |  | 1400
| T99922744-30B | SS Rolling Spring: Outside Diameter 95 - 100mm, Nps 3; Dn 80 | Y | Y |  |  | 1400
| T99922744-35A | SS Rolling Spring: Outside Diameter 100 - 108mm, Nps 3.5; Dn 90 | Y | Y |  |  | 1400
| T99922744-35B | SS Rolling Spring: Outside Diameter 108 - 114mm, Nps 3.5; Dn 90 | Y | Y |  |  | 1400
| T99922744-40A | SS Rolling Spring: Outside Diameter 114 - 125mm, Nps 4; Dn 100 | Y | Y |  |  | 1500
| T99922744-45A | SS Rolling Spring: Outside Diameter 125 - 136mm, Nps 4.5; Dn 114 | Y | Y |  |  | 1500
| T99922744-45B | SS Rolling Spring: Outside Diameter 136 - 141mm, Nps 4.5; Dn 114 | Y | Y |  |  | 1500
| T99922744-50A | SS Rolling Spring: Outside Diameter 141 - 155mm, Nps 5; Dn 125 | Y | Y |  |  | 1600
| T99922744-50B | SS Rolling Spring: Outside Diameter 155 - 168mm, Nps 5; Dn 125 | Y | Y |  |  | 1600
| T99922744-60A | SS Rolling Spring: Outside Diameter 168 - 180mm, Nps 6; Dn 152 | Y | Y |  |  | 1600
| T99922744-60B | SS Rolling Spring: Outside Diameter 180 - 193mm, Nps 6; Dn 152 | Y | Y |  |  | 1600
| T99922744-70A | SS Rolling Spring: Outside Diameter 193 - 213mm, Nps 7; Dn 178 | Y | Y |  |  | 1700
| T99922744-70B | SS Rolling Spring: Outside Diameter 213 - 219mm, Nps 7; Dn 178 | Y | Y |  |  | 1700
| T99922744-80A | SS Rolling Spring: Outside Diameter 219 - 240mm, Nps 8; Dn 203 | Y | Y |  |  | 1800
| T99922744-90A | SS Rolling Spring: Outside Diameter 240 - 264mm, Nps 9; Dn 229 | Y | Y |  |  | 1800
| T99922744-100A | SS Rolling Spring: Outside Diameter 264 - 290mm, Nps 10; Dn 254 | Y | Y |  |  | 1900
| T99922744-110A | SS Rolling Spring: Outside Diameter 290 - 320mm, Nps 11; Dn 279 | Y | Y |  |  | 2000
| T99922744-120A | SS Rolling Spring: Outside Diameter 320 - 350mm, Nps 12; Dn 305 | Y | Y |  |  | 2100
| T99922744-140A | SS Rolling Spring: Outside Diameter 350 - 375mm, Nps 14; Dn 356 | Y | Y |  |  | 2200
| T99922744-140B | SS Rolling Spring: Outside Diameter 375 - 400mm, Nps 14; Dn 356 | Y | Y |  |  | 2300
| T99922744-160A | SS Rolling Spring: Outside Diameter 400 - 435mm, Nps 16; Dn 406 | Y | Y |  |  | 2400
| T99922744-160B | SS Rolling Spring: Outside Diameter 435 - 450mm, Nps 16; Dn 406 | Y | Y |  |  | 2500
| T99922744-180A | SS Rolling Spring: Outside Diameter 450 - 500mm, Nps 18; Dn 457 | Y | Y |  |  | 2600
| T99922744-200A | SS Rolling Spring: Outside Diameter 500 - 550mm, Nps 20; Dn 508 | Y | Y |  |  | 2600
| T99922744-220A | SS Rolling Spring: Outside Diameter 550 - 600mm, Nps 22; Dn 559 | Y | Y |  |  | 2800
| T99922744-240A | SS Rolling Spring: Outside Diameter 600 - 650mm, Nps 24; Dn 610 | Y | Y |  |  | 2900
| T99922744-260A | SS Rolling Spring: Outside Diameter 650 - 700mm, Nps 26; Dn 660 | Y | Y |  |  | 3000
| T99922744-280A | SS Rolling Spring: Outside Diameter 700 - 750mm, Nps 28; Dn 711 | Y | Y |  |  | 3200
| T99922744-300A | SS Rolling Spring: Outside Diameter 750 - 810mm, Nps 30; Dn 762 | Y | Y |  |  | 3400
| T99922744-320A | SS Rolling Spring: Outside Diameter 810 - 860mm, Nps 32; Dn 813 | Y | Y |  |  | 3500
| T99922744-340A | SS Rolling Spring: Outside Diameter 860 - 910mm, Nps 34; Dn 864 | Y | Y |  |  | 3600
| T99922744-360A | SS Rolling Spring: Outside Diameter 910 - 960mm, Nps 36; Dn 914 | Y | Y |  |  | 3800
| T99922744-380A | SS Rolling Spring: Outside Diameter 960 - 1010mm, Nps 38; Dn 965 | Y | Y |  |  | 3900
| T99922744-400A | SS Rolling Spring: Outside Diameter 1010 - 1060mm, Nps 40; Dn 1016 | Y | Y |  |  | 4100
| T99922744-420A | SS Rolling Spring: Outside Diameter 1060 - 1110mm, Nps 42; Dn 1067 | Y | Y |  |  | 4400
| T99922744-440A | SS Rolling Spring: Outside Diameter 1110 - 1160mm, Nps 44; Dn 1118 | Y | Y |  |  | 4500
| T99922744-460A | SS Rolling Spring: Outside Diameter 1160 - 1210mm, Nps 46; Dn 1168 | Y | Y |  |  | 4700
| T99922744-480A | SS Rolling Spring: Outside Diameter 1210 - 1270mm, Nps 48; Dn 1219 | Y | Y |  |  | 4800
| T99922744-500A | SS Rolling Spring: Outside Diameter 1270 - 1320mm, Nps 50; Dn 1270 | Y | Y |  |  | 5000
| T99922744-520A | SS Rolling Spring: Outside Diameter 1320 - 1370mm, Nps 52; Dn 1321 | Y | Y |  |  | 5100
| T99922744-540A | SS Rolling Spring: Outside Diameter 1370 - 1425mm, Nps 54; Dn 1372 | Y | Y |  |  | 5300
| T999MISC-22716 | Stainless Steel Rolling Spring, 4m Length; P/No 22716 | Y | Y |  |  | 7300
| T999MISC-1527 | Set of 2 Stainless Steel Rolling Spring Coupling; P/No 22700 | Y | Y |  |  | 2200
Other Accessories
| T28022769 | Elcometer 280: Wheeled Transit Case |  | Y |  |  | 9000
| T26623422 | Elcometer 266: Plastic Carry Case | Y |  |  |  | 1700
| T26619893 | Elcometer 266: Curly Cable | Y |  |  |  | 1100
| T26619100 | Elcometer 266: Shoulder Strap | Y |  |  |  | 200
| T26620081 | Elcometer 266: Second Handgrip | Y |  |  |  | 4200
Powder
Elcometer Powder Coating Combs
| B15513573-5 | Comb - Stainless for Uncured Powder | 50 - 225 mic | 5 mic |  |  | 720
| B15513573-6 | Comb - Stainless for Uncured Powder | 225 - 1250 mic | 5 mic |  |  | 720
| B15513573-10 | Metric Combs Set (2 combs) | 50 - 225 & 225 - 1250 mic | 5 mic |  |  | 1300
| QCB15513573-* | Calibration certificate for Stainless for Uncured Powder comb |  |  |  |  | 1800
Roughness
Time Surface Roughness Testers
| TR3110 | Digital Portable Roughness Tester |  |  |  |  | 18300
| TR3200 | Digital Portable Roughness Tester with RS232 output - Standard TS100 probe included |  |  |  |  | 36000
| TR3220 | Digital Portable Roughness Tester with RS232 output & Datalogging - Standard TS100 probe included |  |  |  |  | 41400
Accessories for TR Models
| TS100 | Standard Probe for TR3200 - included with the Unit |  |  |  |  | 14500
| TS110 | Probe for Curved Surfaces for TR3200 - not included with the Unit |  |  |  |  | 20700
| TA230 | Printer for the TR Roughness Testers |  |  |  |  | 4000
| TR200-SW | Software for TR3200 / TR3220 |  |  |  |  | 2400
Elcometer 7062 Marsurf PS10
| K7062M001 | Elcometer 7062 Marsurf PS10 |  |  |  |  | 46700
Stylus Pickups for Marsurf
| KT007061P001 | Pick-Up Extension, 80mm (3.15") |  |  |  |  | 9300
| KT007061P002 | Pht 3-350 Pick-Up |  |  |  |  | 26500
| KT007061P003 | Pht 11-100 Pick-Up |  |  |  |  | 37400
| KT007061P004 | Phtr 100 Pick-Up |  |  |  |  | 37400
| KT007061P005 | Phtf 0.5-100 Pick-Up |  |  |  |  | 37400
| KT007061P006 | Pt 150 Pick-Up |  |  |  |  | 40300
| KT007061P007 | Pht 6-350 Pick-Up |  |  |  |  | 15900
| KT007061P008 | Pht 6-350 (5Um Tip) Pick-Up |  |  |  |  | 15900
Accessories for Marsurf
| KT007061P010 | Measuring Stand St-D |  |  |  |  | 24800
| KT007061P011 | End Face Vee-Block |  |  |  |  | 2100
| KT007061P012 | Measuring Stand Mount |  |  |  |  | 8500
| KT007061P013 | Transverse Tracing Adapter Set |  |  |  |  | 25900
Stopwatch
Elcometer Stopwatch
| K0007300M201 | Digital Stopwatch |  |  |  |  | 340
Surface Cleanliness
Salt Contamination Meter
| E130-S | Elcometer 130 Model S Salt Contamination Meter (with Test Certificate) |  |  |  |  | 56800
| E130-SC | Elcometer 130 Model S Salt Contamination Meter (with Calibration Certificate) |  |  |  |  | 60400
| E130-T | Elcometer 130 Model T Salt Contamination Meter (with Test Certificate) |  |  |  |  | 66600
| E130-TC | Elcometer 130 Model T Salt Contamination Meter (with Calibration Certificate) |  |  |  |  | 70100
| E130-SP | Elcometer 130 Model SSP Soluble Salt Profiler c/w Test Certificate |  |  |  |  | 73900
| E130-SPC | Elcometer 130 Model SSP Soluble Salt Profiler c/w Calibration Certificate |  |  |  |  | 79700
Accessories
| T13024094 | High Purity Test Paper (Box of 100) |  |  |  |  | 1700
| T99911344 | Pure Water (250ml Bottle) |  |  |  |  | 220
| T13025964 | Magnetic Paper Positioning Discs (X3) |  |  |  |  | 520
| T13024092 | Disposable Vinyl Gloves (Box of 20) |  |  |  |  | 380
| T13024093 | Self Seal Polythene Bags (Box of 20) |  |  |  |  | 100
| T13024087 | Sensor Wipes (Box of 72) |  |  |  |  | 300
| T13024091 | 3ml Syringe (x3) |  |  |  |  | 400
| T13024098 | Plastic Tweezers (x2) |  |  |  |  | 190
| T13023980 | Calibration Verification Tiles, Set of 3 |  |  |  |  | 6300
| T13027115 | Calibration Verification Tile for SSP |  |  |  |  | 5800
Soluble Salt Meter
| SSM | Soluble Salt Meter Kit - Bresle Test in 5 easy Steps, No consumables, Downloadable, to ISO |  |  |  |  | 81600
Accessories
| Head 1 | Curved Head 1 - 650 - 1050 mm |  |  |  |  | 15700
| Head 2 | Curved Head 2 - 350 - 600 mm |  |  |  |  | 15700
| Head 3 | Curved Head 3 - 200 - 300 mm |  |  |  |  | 15700
Elcometer Chloride Ion & Salt Tests
| E134----2 | Elcometer 134A Chloride Ion Test Kit for Abrasives |  |  |  |  | 1500
| E134----1 | Elcometer 134S Salt Detection Kit for Blast Cleaned Surfaces |  |  |  |  | 2000
| E134----3 | Elcometer 134W Chloride Ion Test Kit for Water / Liquids |  |  |  |  | 1700
| E134-CSN | Elcometer 134 CSN - Chlorides, Sulphates & Nitrates |  |  |  |  | 27400
Accessories
| T134-KIT | Complete Refill Kit for 134 CSN Kit |  |  |  |  | 4100
SaltSmart Salt Contamination Meter
| 1000 | SaltSmart Device - pack of 10 |  |  |  |  | 4500
Elcometer Bresle Kit & Patches
| E138-1C | Elcometer 138 Bresle Salt Kit & 135C Patches |  |  |  |  | 7600
Accessories
| E135----C25 | Elcometer 135C Bresle Test Patch, Pack of 25 Patches |  |  |  |  | 1500
| E135----B | Elcometer 138B Bresle Patch - Pack of 25 Patches |  |  |  |  | 2800
| T13827259 | 250ml Bottle of Pure Water |  |  |  |  | 190
| T13818517 | 5ml Syringes (without Needles) - 3 Off |  |  |  |  | 130
| T13818518 | Needles (3 Off) |  |  |  |  | 230
| T13818519 | 30ml Beaker |  |  |  |  | 130
| T13823925 | Horiba B-771 Conductivity Meter |  |  |  |  | 5500
| T13823928 | Horiba B-771 Conductivity Meter Sensor |  |  |  |  | 3800
| T13823926 | Horiba B-771 Calibration Solution 1.41 ms/cm; 6 x 14ml |  |  |  |  | 1200
Elcometer Basic Bresle Kit & Patches
| E138-EC | Elcometer 138B Bresle Salt Kit & 135C Patches |  |  |  |  | 6000
Accessories
| E135----C25 | Elcometer 135C Bresle Test Patch, Pack of 25 Patches |  |  |  |  | 1500
| E135----B | Elcometer 138B Bresle Patch - Pack of 25 Patches |  |  |  |  | 2800
| T13827259 | 250ml Bottle of Pure Water |  |  |  |  | 190
| T13818517 | 5ml Syringes (without Needles) - 3 Off |  |  |  |  | 130
| T13818518 | Needles (3 Off) |  |  |  |  | 230
| T13818519 | 30ml Beaker |  |  |  |  | 130
| T13827355 | Elcometer 138E Conductivity Meter |  |  |  |  | 3000
Elcometer Abrasive Soluble Salt Test Kit – ASTM D4940
| E138-A | Elcometer 138 Abrasive Soluble Salt Test Kit with Elcometer 138E Conductivity Meter |  |  |  |  | 8200
Accessories
| T13827494 | Elcometer 138: Pure Distilled Water (1000ml) |  |  |  |  | 740
| T13827495 | Elcometer 138: Glass Beaker (100ml) |  |  |  |  | 300
| T13827496 | Elcometer 138: Glass Beaker (600ml) |  |  |  |  | 590
| T13827497 | Elcometer 138: Funnel |  |  |  |  | 200
| T13827498 | Elcometer 138: Plastic Measuring Beaker (500ml) |  |  |  |  | 380
| T13827499 | Elcometer 138: Stirring Rod |  |  |  |  | 380
| T13827500 | Elcometer 138: Box of 100 Filter Papers |  |  |  |  | 1800
Elcometer Surface Contamination Kit
| E138----2 | Elcometer 138/2 Surface Contamination Kit |  |  |  |  | 7700
Accessories
| E135----C | Elcometer 135C Bresle Test Patch, Pack of 25 Patches |  |  |  |  | 1500
| E135----B | Elcometer 138B Bresle Patch - Pack of 25 Patches |  |  |  |  | 2800
| T13820562 | PH Test Strips, Pack of 100 |  |  |  |  | 780
| T13820563 | Iron Test Strips, Pack of 100 |  |  |  |  | 2500
| T13820564 | Chloride Test Strips, Pack of 40 |  |  |  |  | 1100
| T13827259 | 250ml Bottle of Pure Water |  |  |  |  | 190
| T13818517 | 5ml Syringes (without Needles) - 3 Off |  |  |  |  | 130
| T13818518 | Needles (3 Off) |  |  |  |  | 230
| T13818519 | 30ml Beaker |  |  |  |  | 130
| T13823925 | Horiba B-771 Conductivity Meter |  |  |  |  | 5500
| T13823926 | Horiba B-771 Calibration Solution 1.41 Ms/Cm; 6 X 14Ml |  |  |  |  | 1200
Elcometer Pictorial Surface Standards
| E128----1 | Elcometer 128 Pictorial Surface Standards - Swedish Standard - including SA2.5 |  |  |  |  | 7500
| E128----3 | Elcometer 128 Pictorial Surface Standards - SSPC VIS-1 |  |  |  |  | 3300
| E128----5 | Elcometer 128 Pictorial Surface Standards - SSPC VIS-3 |  |  |  |  | 3300
| E128----6 | Elcometer 128 Pictorial Surface Standards - SSPC VIS-2 |  |  |  |  | 3300
| E128----7 | Elcometer 128 Pictorial Surface Standards - SSPC VIS-4 |  |  |  |  | 3300
| E128----8 | Elcometer 128 Pictorial Surface Standards - SSPC VIS-5 |  |  |  |  | 3300
| E128----9 | Elcometer 128 Pictorial Surface Standards - BS EN ISO 8501-4:2006 |  |  |  |  | 12600
Surface Dust Tape Test Kit
| E142----1 | Elcometer 142 Dust Tape Test Kit |  |  |  |  | 2200
Accessories
| T14219451 | Test Record Sheet Pad (25 sheets) |  |  |  |  | 290
| T14219454 | Display Board |  |  |  |  | 160
| T14219525 | Dust Assessment Plate |  |  |  |  | 220
| T14223003 | Replacement Roll For Dust Tape Kit Only - 66m long |  |  |  |  | 410
| E145----1 | Elcometer Dust Tape Roller |  |  |  |  | 6100
Amine Blush Swab Test Kit
| E139----A | 139 Amine Blush Swab Test Kit |  |  |  |  | 7000
| E139----C | 139 Amine Blush Chip Screen Test Kit |  |  |  |  | 7000
Surface Profile | Surface Profile
Digital Surface Profile Testers
| E224C-BI | Elcometer 224 Model Basic Integral Digital Surface Profile Gauge | 0 - 500 mic. |  |  |  | 8100
| E224C-BS1 | Elcometer 224 Model Basic Separate Digital Surface Profile Gauge incl Probe | 0 - 500 mic. |  |  |  | 10300
| E224C-TI | Elcometer 224 Model Top Integral Digital Surface Profile Gauge (Bluetooth) | 0 - 500 mic. |  |  |  | 9700
| E224C-TS1 | Elcometer 224 Model Top Separate Digital Surface Profile Gauge (Bluetooth) incl Probe | 0 - 500 mic. |  |  |  | 12200
Analogue Surface Profile Testers
| E123A--M- | Elcometer Surface Profile - Analog | 0 - 1000 mic. |  |  |  | 5600
| QCE123A--M- | Calibration certificate for Elcometer Surface Profile - Analog | 0 - 1000 mic. |  |  |  | 1200
Accessories for Digital and Analogue | Accessories
| T22420072 | Elcometer Glass Zero plate with wallet |  |  |  |  | 230
| T99022255-9 | Precision Foil Set Scale SP1: Contains 125 & 500µm Foils |  |  |  |  | 290
| T99022255-9C | Certified Precision Foil Set Scale SP1: Contains 125 & 500µm Foils |  |  |  |  | 1100
| T22421882C | Certified Precision Foil Set Scale SP1: Contains 125 & 500µm Foils, Glass Zero Tile and Calibration Certificate |  |  |  |  | 1300
| T22419793 | Elcometer Probe tip protection cap |  |  |  |  | 50
| T22420053 | Replacement Tips, Pack of 2 with Fixing Tool |  |  |  |  | 2800
| T99921325 | USB Cable |  |  |  |  | 200
| E224C-BS | Elcometer 224 Model B Separate Gauge without the Probe |  |  |  |  | 4600
| E224C-TS | Elcometer 224 Model T Separate Gauge without the Probe |  |  |  |  | 6500
| T224C500US | Standard Separate Probe: 0 - 500µm - included with Separate Probe models above |  |  |  |  | 5700
| T224C500UARM | Armoured Separate Probe: 0 - 500µm |  |  |  |  | 7000
| T224C500UX | Convex Surface Probe, 0 - 500µm |  |  |  |  | 7100
| T224C500UXARM | Convex Surface Armoured Probe, 0 - 500µm |  |  |  |  | 8100
Testex Tape and Dial Gauge
| E124---3M | Elcometer Dial Gauge for Testex Tape - Analog | 0 - 500 mic. |  |  |  | 5400
| QCE124---3M | Calibration certificate for Elcometer Dial Gauge for Testex Tape - Analog | 0 - 500 mic. |  |  |  | 1100
| E122----B | Testex Tape - Coarse (Flat or Curved Surfaces) | 20 - 64 mic. |  |  |  | 770
| E122----C | Testex Tape - X-Coarse (Flat or Curved Surfaces) | 38 - 115 mic. |  |  |  | 690
| E122----F | Testex Tape - X-Coarse Plus (Flat or Curved Surfaces) | 116 - 127 mic. |  |  |  | 1020
| T12222498 | Swizzle Sticks, Pack of 5 |  |  |  |  | 70
Comparators
| E125-1 | Elcometer Surface Comparator - Grit to ISO |  |  |  |  | 2200
| E125-2 | Elcometer Surface Comparator - Shot to ISO |  |  |  |  | 2200
| E130----1 | Rubert Rougness Standards - 30 Specs to Ra |  |  |  |  | 3200
| E127-1 | Elcometer Keane Tator Disc Holder & 5X magnifier |  |  |  |  | 900
| E127-2 | Elcometer Keane Tator Surface Comparator - Sand |  |  |  |  | 2700
| E127-3 | Elcometer Keane Tator Surface Comparator - Grit |  |  |  |  | 2700
| E127-4 | Elcometer Keane Tator Surface Comparator - Shot |  |  |  |  | 2700
Elcometer Needle Pressure Gauge
| E102----A | Elcometer 102 Needle Pressure Gauge |  |  |  |  | 3700
Optional Accessories
| T10229425 | Pack of 2 Spare Hypodermic Needles |  |  |  |  | 680
Elcometer Blast Nozzle Gauge
| E103----A | Elcometer 103 Blast Nozzle Gauge |  |  |  |  | 2700
Optional Accessories
| T10323558 | Replacement Wax / Grease Pencil, Pack of 12 |  |  |  |  | 450
| MT29211 | Elcometer Blast Hose Cutter |  |  |  |  | 700
Surface Temperature | Surface Profile
Surface & Liquid Temperature Meters
| G113----1 | Elcometer Magnetic Dial Thermometer - Surface - Contact (Limpet) : | -35 - 55˚C |  |  |  | 1400
| G113----2 | Elcometer Magnetic Dial Thermometer - Surface - Contact (Limpet) : | 0 - 120˚C |  |  |  | 1400
| G113----3 | Elcometer Magnetic Dial Thermometer - Surface - Contact (Limpet) : | -20 - 250˚C |  |  |  | 1400
| G212----2A | Elcometer 212 Temperature Gauge - Digital - Pocket / Folding - with Surface Probe | -50 - 300˚C |  |  |  | 2000
| G213----2 | Elcometer 213/2 Digital Waterproof Thermometer - excludes probe | -50- 850˚C |  |  |  | 3200
| G210----1 | Elcometer 210 Paint Thermometer - 300mm length with a 45mm dial | -20 - 70˚C |  |  |  | 460
| G212----1A | Elcometer 212 Temperature Gauge - Digital - Pocket / Folding - with Liquid Probe | -50 - 300˚C |  |  |  | 1900
| G212----2A | Elcometer 212 Temperature Gauge - Digital - Pocket / Folding - with Surface Probe | -50 - 300˚C |  |  |  | 2000
| G213----2 | Elcometer 213/2 Digital Waterproof Thermometer - excludes probe | -50- 850˚C |  |  |  | 3200
Optional Accessories
| T99911728 | Magnetic Surface Probe | -50 to 150°C |  |  |  | 1500
| T2136069- | Surface Probe | -50 to 600°C |  |  |  | 1500
| T9996390- | Liquid Probe 3mm Dia. | -50 to 850°C |  |  |  | 1500
| T2136391- | Needle Probe 3mm Dia. | -50 to 400°C |  |  |  | 1500
Infrared Temperature Gauges
| IR8889 | Mini Gun IR , Backlight, Laser Sighting (includes calibration certificate) | -40 to 500ºC | 10 : 1 |  |  | 1400
| G214L----3 | Elcometer Infra Red Thermometer with Laser Pointer | -35 to 365°C | 8 : 1 |  |  | 1600
| BLD7751 | Hygromaster 2 With Short Quickstick & Carry Case | 0°C to 70°C | RH 0-100% |  |  | 9400
|  |  | -20°C to 80°C | RH 0-100%
Test Charts | Surface Profile
Elcometer Leneta Test Charts
Opacity charts
| K004695M003 | Leneta Chart 2A 250 Charts - Opacity, 1 Box |  |  |  |  | 1600
| K004695M203 | Leneta Chart 2A 6 Boxes of 250 Charts - Opacity, 1 Case |  |  |  |  | 9600
| K004695M006 | Leneta Chart 3B 250 Charts - Opacity, 1 Box |  |  |  |  | 2000
| K004695M206 | Leneta Chart 3B 4 Boxes of 250 Charts - Opacity, 1 Case |  |  |  |  | 8200
| K004695M015 | Leneta Chart 5C 250 Charts - Opacity,1 Box |  |  |  |  | 2000
| K004695M215 | Leneta Chart 5C 4 Boxes of 250 Charts - Opacity, 1 Case |  |  |  |  | 7900
Display
| K004695M022 | Leneta Chart 8B 250 Charts - Display, 1 Box |  |  |  |  | 2000
| K004695M222 | Leneta Chart 8B 4 Boxes of 250 Charts - Display, 1 Case |  |  |  |  | 8200
| K004695M023 | Leneta Chart 8H 125 Charts Spreading, 1 Box |  |  |  |  | 2400
| K004695M223 | Leneta Chart 8H 4 Boxes of 125 Charts Spreading, 1 Case |  |  |  |  | 9400
Brushout
| K004695M005 | Leneta Chart 2DX 500 Charts Brushout, 1 Box |  |  |  |  | 1500
| K004695M205 | Leneta Chart 2DX 4 Boxes of 500 Charts Brushout, 1 Case |  |  |  |  | 6100
| K004695M016 | Leneta Chart 5DX 500 Charts Brushout, 1 Box |  |  |  |  | 1500
| K004695M216 | Leneta Chart 5DX 4 Boxes of 500 Charts Brushout, 1 Case |  |  |  |  | 6100
| K004695M102 | Leneta Chart WDX 500 Charts, 1 Box |  |  |  |  | 1400
| K004695M302 | Leneta Chart WDX 4 Boxes of 500 Charts, 1 Case |  |  |  |  | 5700
Plain White & Plain Black
| K004695M098 | Leneta Chart WA 250 Charts, 1 Box |  |  |  |  | 1500
| K004695M298 | Leneta Chart WA 6 Boxes of 250 Charts, 1 Case |  |  |  |  | 8800
| K004695M107 | Leneta Chart WK 250 Charts Plain, 1 Box |  |  |  |  | 2300
| K004695M307 | Leneta Chart WK 4 Boxes of 250 Charts Plain, 1 Case |  |  |  |  | 9000
| K004695M049 | Leneta Chart BH 125 Charts, 1 Box |  |  |  |  | 2600
| K004695M249 | Leneta Chart BH 4 Boxes of 125 Charts, 1 Case |  |  |  |  | 10400
| K004695M050 | Leneta Chart BK 250 Charts Plain, 1 Box |  |  |  |  | 2800
| K004695M250 | Leneta Chart BK 4 Boxes of 250 Charts Plain, 1 Case |  |  |  |  | 11200
Unvarnished test charts
| K004695M064 | Leneta Chart N2A 250 Charts Unlacq., 1 Box |  |  |  |  | 1500
| K004695M264 | Leneta Chart N2A 6 Boxes of 250 Charts Unlacq., 1 Case |  |  |  |  | 9100
Grey scale charts
| K004695M043 | Leneta Chart 24B 250 Charts Greyscale, 1 Box |  |  |  |  | 2900
| K004695M243 | Leneta Chart 24B 4 Boxes of 250Pc Greyscale, 1 Case |  |  |  |  | 11700
Spray Monitors
| K004695M059 | Leneta Chart M33-Bw 500 Charts, 1 Box |  |  |  |  | 1200
| K004695M259 | Leneta Chart M33-Bw 4 Boxes of 500 Charts, 1 Case |  |  |  |  | 4800
| K004695M056 | Leneta Chart M12-Bw 2000 Charts, 1 Box |  |  |  |  | 2400
| K004695M256 | Leneta Chart M12-Bw 4 Boxes of 2000 Charts, 1 Case |  |  |  |  | 9700
| K004695M063 | Leneta Chart M72-Bw 500 Charts, 1 Box |  |  |  |  | 3800
| K004695M263 | Leneta Chart M72-Bw 4 Boxes of 500 Charts, 1 Case |  |  |  |  | 15300
Scrub Test Panels
| K004695M068 | Leneta P121-10N Bl 100 Charts S/Panel,1 Box |  |  |  |  | 5200
| K004695M268 | Leneta P121-10N Bl 5 Boxes of 100 Charts S/Panel,1 Case |  |  |  |  | 26100
| K004695M069 | Leneta P122-10N Wh 100 Charts S/Panel,1 Box |  |  |  |  | 5600
| K004695M269 | Leneta P122-10N Wh 5 Boxes of 100 Charts S/Panel,1 Case |  |  |  |  | 27900
Metopac
| K004695M094 | Leneta Chart T12G 125 Charts, 1 Box |  |  |  |  | 3300
| K004695M294 | Leneta Chart T12G 4 Boxes of 125 Charts, 1 Case |  |  |  |  | 13000
| K004695M095 | Leneta Chart T12M 50 Charts, 1 Box |  |  |  |  | 3500
| K004695M295 | Leneta Chart T12M 4 Boxes of 50 Charts, 1 Case |  |  |  |  | 14200
Other
| K004695M112 | Leneta Chart Rp-1K 1 Box of 250 Charts |  |  |  |  | 2200
Ultrasonic Thickness | Surface Profile
Elcometer Ultrasonic Thickness Gauges
Unit and Probe / Transducer
| MTG2-TXC | Model MTG2 Certified Ultrasonic M/T Gauge c/w TXC5M00CP-4 | 1 decimal | 0-500mm |  |  | 16000
| MTG4-TXC | Model MTG4 Certified Ultrasonic M/T Gauge c/w TXC5M00CP-4 | 1 decimal | 0-500mm |  |  | 20700
| MTG6DL-TXC | Model MTG6 Certified Ultrasonic M/T Gauge c/w TXC5M00CP-4 | 2 decimals | 0-500mm |  |  | 27800
| MTG8BDL-TXC | Model MTG8 Certified Ultrasonic M/T Gauge c/w TXC5M00CP-4 | 2 decimals | 0-500mm |  |  | 35700
Units only choose probe / transducer below
| MTG4 | Model MTG4 Certified Ultrasonic Material Thickness Gauge - no transducer, see below |  |  |  |  | 13800
| MTG6DL | Model MTG6 Certified Ultrasonic Material Thickness Gauge - no transducer, see below |  |  |  |  | 21000
| MTG8BDL | Model MTG8 Certified Ultrasonic Material Thickness Gauge - no transducer, see below |  |  |  |  | 28800
Probes / Transducers
| TXC1M00EP-2 | 1Mhz 1/2" Certified Potted Right Angle Dual Element Transducer |  |  |  |  | 7100
| TXC2M25CP-2 | 2.25Mhz 1/4" Certified Potted Right Angle Dual Element Transducer |  |  |  |  | 7100
| TXC2M25EP-2 | 2.25Mhz 1/2" Certified Potted Right Angle Dual Element Transducer |  |  |  |  | 7100
| TXC3M50EP-1 | 3.5Mhz 1/2" Certified Potted Right Angle Dual Element Transducer |  |  |  |  | 7700
| TXC5M00BP-4 | 5Mhz 3/16" Certified Potted Right Angle Dual Element Transducer |  |  |  |  | 7700
| TXC5M00EP-3 | 5Mhz 1/2" Certified Potted Right Angle Dual Element Transducer |  |  |  |  | 7100
| TXC5M00CP-4 | 5Mhz 1/4" Certified Potted Right Angle Dual Element Transducer |  |  |  |  | 7100
| TXC5M00CP-8 | 5Mhz 1/4" Certified Potted Top Dual Element Transducer; HT |  |  |  |  | 8700
| TXC5M00CP-10 | 5Mhz 1/4" Certified Potted Right Angle Dual Element Transducer; CT/HD |  |  |  |  | 7700
| TXC7M50BP-3 | 7.5Mhz 3/16" Certified Potted Right Angle Dual Element Transducer |  |  |  |  | 7700
| TXC7M50CP-6 | 7.5Mhz 1/4" Certified Potted Right Angle Dual Element Transducer; CT/HD |  |  |  |  | 7700
| TXC7M50CP-4 | 7.5Mhz 1/4" Certified Potted Right Angle Dual Element Transducer; Exres |  |  |  |  | 7700
| TXC10M0BP-1 | 10Mhz 3/16" Certified Potted Right Angle Dual Element Transducer |  |  |  |  | 7700
| TXC10M0CP-4 | 10Mhz 1/4" Certified Potted Right Angle Dual Element Transducer |  |  |  |  | 7700
Accessories
| T92024911 | Dual Element Transducer Adaptor |  |  |  |  | 4100
SADT & Time Units
Unit
| SA-40 | Ultrasonic Thickness Gauge - c/w PT5 probe | 2 decimals | 0.8 to 225 mm |  |  | 8200
Accessories for SADT Units
| XT-5 | XT-5 Probe (5Mhz x 6mm) |  |  |  |  | 1900
| GT-5 | High Temp Probe - 300 deg C |  |  |  |  | 5500
| CT-2.5 | CT-2.5 Probe (2.5Mhz) for Difficult Velocity Problems |  |  |  |  | 2400
| PT-5 | PT-5 Probe (Standard Probe 5Mhz) |  |  |  |  | 1800
Unit
| TT2110 | Ultrasonic Thickness Gauge c/w Straight & Right Angle Probes (TT100) | 1 decimal | 1.2 to 225 mm |  |  | 6400
| TT120 | Ultrasonic Thickness Gauge for High Temp up to 300 deg C | 1 decimal | 1.2 to 225 mm |  |  | 14500
| TT2113 | Ultrasonic Thickness Gauge c/w Straight & Right Angle Probes (TT130) | 2 decimal | 1.2 to 225 mm |  |  | 12100
| TT300 | Ultrasonic Thickness Gauge c/w Right Angle Probe | 2 decimal | 1.2 to 225 mm |  |  | 10300
Accessories for Time Units
| TT300SW | TT300 Software & Cable |  |  |  |  | 2500
| 7P6 | Probe 7P6 - Thin Material 6 mm Diameter, 7Mhz 0.75 - 60 mm - for TT1 range |  |  |  |  | 1200
| SZ2.5P | Probe Sz2.5P - Thick Material - 2.5 Mhz 3-300 mm - for TT1 range |  |  |  |  | 1100
| 5P10 | Straight Probe 5P10 - Normal Use, 5 Mhz 1.2 - 225 mm |  |  |  |  | 900
| 5P10-TT300 | Straight Probe 5P10 - Normal Use, 5 Mhz 1.2 - 225 mm |  |  |  |  | 1400
| 5P10/90 | Spare 90 Deg Probe 5P10/90 - Normal Use, |  |  |  |  | 900
| 5P10/90-TT300 | Spare 90 Deg Probe 5P10/90 - Normal Use - for TT300 only |  |  |  |  | 1400
| ZW5P | High Temp Probe - 300 deg C |  |  |  |  | 3300
| TSTU32 | Probe TSTU32 (2MHz) for Cast Iron - used with TT300 only |  |  |  |  | 6600
| STEP | Calibration Step Block : 1 to 10mm or 3 to 48mm - specify which |  |  |  |  | 4700
| T92015701 | Ultrasonic Couplant; 120ml |  |  |  |  | 280
| T92024034-7 | Ultrasonic Couplant; 300ml |  |  |  |  | 510
| T92024034-8 | Ultrasonic Couplant; 500ml |  |  |  |  | 740
| T92024034-3 | Ultrasonic Couplant; 3.8l |  |  |  |  | 2600
| T92024034-9 | High Temperature Couplant; 60ml |  |  |  |  | 910
For use with high temperature transducers up to 370°C
PTG Ultrasonic Thickness Gauges
| PTG6 | Model PTG6 Certified Ultrasonic Material Thickness Gauge - no transducer, see below |  |  |  |  | 25400
| PTG6-TXC | Model PTG6 Certified Ultrasonic M/T Gauge c/w TXC15M0CM 15Mhz 1/4" Single Element Transducer |  |  |  |  | 35600
| PTG8BDL | Model PTG8 Certified Ultrasonic Material Thickness Gauge - no transducer, see below |  |  |  |  | 31300
| PTG8BDL-TXC | Model PTG8 Certified Ultrasonic M/T Gauge c/w TXC15M0CM 15Mhz 1/4" Single Element Transducer |  |  |  |  | 41600
Probes
| TXC15M0CM | 15Mhz 1/4" Certified Microdot Right Angle Single Element Transducer |  |  |  |  | 13800
| TXC20M0CM | 20Mhz 1/4" Certified Microdot Right Angle Single Element Transducer |  |  |  |  | 14100
Accessories - Delay Lines
| T92025657 | Single Element Transducer Adaptor |  |  |  |  | 3700
| T92016528 | Acrylic Delay Line; 1/4" Diameter x 9mm |  |  |  |  | 380
| T92016529 | Acrylic Delay Line; 1/4" Diameter x 12mm |  |  |  |  | 380
| T92023853-4 | Graphite Delay Line; 1/4" Diameter x 3/8" (Required For Plas Mode) |  |  |  |  | 900
Accessories - Couplant
| T92015701 | Ultrasonic Couplant; 120ml |  |  |  |  | 280
| T92024034-7 | Ultrasonic Couplant; 300ml |  |  |  |  | 510
| T92024034-8 | Ultrasonic Couplant; 500ml |  |  |  |  | 740
| T92024034-3 | Ultrasonic Couplant; 3.8l |  |  |  |  | 2600
| T92024034-9 | High Temperature Couplant; 60ml |  |  |  |  | 910
For use with high temperature transducers up to 370°C
Vibration | Surface Profile
Vibration Testers
| TV7120 | Portable Pen Type Vibration Tester (was TV200) |  |  |  |  | 6200
| TV7126 | Portable Pen Type Vibration Tester incl. Displacement (was TV260A) |  |  |  |  | 9300
Accessories
| TV7231 | Portable Vibration Tester with Spectrum Analysis |  |  |  |  | 16700
| TV7231-SW | Data Software with Cable |  |  |  |  | 1700
| TV7231-PROBE | Groupware Probe & Long Needle |  |  |  |  | 2700
| TA230 | Mini-Printer TA230 with Cable |  |  |  |  | 4000
Viscosity | Surface Profile
Brookfield Viscometer
| KU3 | Brookfield Krebs unit viscometer | 40 to 141 KU |  |  |  | 73600
|  |  | Viscosity Range | Speeds
|  |  | cP(mPa•s) | rpm | Increments
| DVELV | Brookfield economy digital viscometer | 1 to 2M | .3-100 | 18 |  | 69200
| DVERV | Brookfield economy digital viscometer | 100 to 13M | .3-100 | 18 |  | 69200
| DVEHA | Brookfield economy digital viscometer | 200 to 26M | .3-100 | 18 |  | 69200
| DVEHB | Brookfield economy digital viscometer | 800 to 104M | .3-100 | 18 |  | 69200
| DV1MLV | Brookfield digital viscometer | 1 to 2M | .3-100 | 18 |  | 89800
| DV1MRV | Brookfield digital viscometer | 100 to 13M | .3-100 | 18 |  | 89800
| DV1MHA | Brookfield digital viscometer | 200 to 26M | .3-100 | 18 |  | 89800
| DV1MHB | Brookfield digital viscometer | 800 to 104M | .3-100 | 18 |  | 89800
| DV2TLV | Brookfield programmable viscometer | 1 to 6M | .1-200 | 200 |  | 112000
| DV2TRV | Brookfield programmable viscometer | 100 to 40M | .1-200 | 200 |  | 112000
| DV2THA | Brookfield programmable viscometer | 200 to 80M | .1-200 | 200 |  | 112000
| DV2THB | Brookfield programmable viscometer | 800 to 320M | .1-200 | 200 |  | 112000
Accessories
|  | RTD temperature probe |  |  |  |  | 4980
|  | Viscosity standards, 500ml |  |  |  |  | 2160
|  | Thermosel & controller with choice of spindle |  |  |  |  | 79510
|  | Helipath stand |  |  |  |  | 28440
|  | Spiral adapter |  |  |  |  | 21430
|  | Small sample adapter |  |  |  |  | 25210
|  | UL adapter, open tube |  |  |  |  | 27060
Elcometer Viscosity Cups
| KT002400N003 | Viscosity Conversion Disk |  |  |  |  | 800
| K0007300M201 | Digital Stopwatch |  |  |  |  | 340
Elcometer 2350 to 2354 Viscosity Flow Cups
| K0002350M001 | DIN Viscosity Cup No 2 |  |  |  |  | 2100
| K0002350M002 | DIN Viscosity Cup No 4 |  |  |  |  | 2100
| K0002350M003 | DIN Viscosity Cup No 6 |  |  |  |  | 2100
| K0002350M004 | DIN Viscosity Cup No 8 |  |  |  |  | 2100
| K0002350M001C | DIN Viscosity Cup No 2 with Calibration Certificate |  |  |  |  | 3400
| K0002350M002C | DIN Viscosity Cup No 4 with Calibration Certificate |  |  |  |  | 3400
| K0002350M003C | DIN Viscosity Cup No 6 with Calibration Certificate |  |  |  |  | 3400
| K0002350M004C | DIN Viscosity Cup No 8 with Calibration Certificate |  |  |  |  | 3400
| K0002351M001 | Ford ASTM Viscosity Cup No 1 |  |  |  |  | 2100
| K0002351M002 | Ford ASTM Viscosity Cup No 2 |  |  |  |  | 2100
| K0002351M003 | Ford ASTM Viscosity Cup No 3 |  |  |  |  | 2100
| K0002351M004 | Ford ASTM Viscosity Cup No 4 |  |  |  |  | 2100
| K0002351M005 | Ford ASTM Viscosity Cup No 5 |  |  |  |  | 2100
| K0002351M001C | Ford ASTM Viscosity Cup No 1 with Calibartion Certificate |  |  |  |  | 3400
| K0002351M002C | Ford ASTM Viscosity Cup No 2 with Calibartion Certificate |  |  |  |  | 3400
| K0002351M003C | Ford ASTM Viscosity Cup No 3 with Calibartion Certificate |  |  |  |  | 3400
| K0002351M004C | Ford ASTM Viscosity Cup No 4 with Calibartion Certificate |  |  |  |  | 3400
| K0002351M005C | Ford ASTM Viscosity Cup No 5 with Calibartion Certificate |  |  |  |  | 3400
| K0002352M001 | AFNOR Viscosity Cup No 2.5 |  |  |  |  | 2100
| K0002352M002 | AFNOR Viscosity Cup No 4 |  |  |  |  | 2100
| K0002352M003 | AFNOR Viscosity Cup No 6 |  |  |  |  | 2100
| K0002352M001C | AFNOR Viscosity Cup No 2.5 with Calibartion Certificate |  |  |  |  | 3400
| K0002352M002C | AFNOR Viscosity Cup No 4 with Calibartion Certificate |  |  |  |  | 3400
| K0002352M003C | AFNOR Viscosity Cup No 6 with Calibartion Certificate |  |  |  |  | 3400
| K0002353M001 | ISO Viscosity Cup No 3 |  |  |  |  | 2100
| K0002353M002 | ISO Viscosity Cup No 4 |  |  |  |  | 2100
| K0002353M003 | ISO Viscosity Cup No 5 |  |  |  |  | 2100
| K0002353M004 | ISO Viscosity Cup No 6 |  |  |  |  | 2100
| K0002353M005 | ISO Viscosity Cup No 8 |  |  |  |  | 2100
| K0002353M001C | ISO Viscosity Cup No 3 with Calibration Certificate |  |  |  |  | 3400
| K0002353M002C | ISO Viscosity Cup No 4 with Calibration Certificate |  |  |  |  | 3400
| K0002353M003C | ISO Viscosity Cup No 5 with Calibration Certificate |  |  |  |  | 3400
| K0002353M004C | ISO Viscosity Cup No 6 with Calibration Certificate |  |  |  |  | 3400
| K0002353M005C | ISO Viscosity Cup No 8 with Calibration Certificate |  |  |  |  | 3400
| K0002354M003 | BS Viscosity Cup No 4 |  |  |  |  | 2100
| K0002354M004 | BS Viscosity Cup No 5 |  |  |  |  | 2100
| K0002354M003C | BS Viscosity Cup No 5 with calibration Certificate |  |  |  |  | 3400
| K0002354M004C | BS Viscosity Cup No 4 with calibration Certificate |  |  |  |  | 3400
Accessories
| KT002400N001 | Stand with Bubble Level for Cup |  |  |  |  | 3900
| KT002400N002 | Double-Walled Stand with Thermojacket |  |  |  |  | 8000
| KT002400P001 | Bubble Level for Viscosity Cup |  |  |  |  | 820
| KT002400P999 | Viscosity Glass Draw Down Plate |  |  |  |  | 250
Elcometer 2434 to 2437 Frikmar Viscosity Dip Cups
| K0002434M001 | DIN Frikmar Viscosity Cup No 2 |  |  |  |  | 2100
| K0002434M002 | DIN Frikmar Viscosity Cup No 4 |  |  |  |  | 2100
| K0002434M003 | DIN Frikmar Viscosity Cup No 6 |  |  |  |  | 2100
| K0002434M004 | DIN Frikmar Viscosity Cup No 8 |  |  |  |  | 2100
| K0002434M001C | DIN Frikmar Viscosity Cup No 2 with Calibration Certificate |  |  |  |  | 3400
| K0002434M002C | DIN Frikmar Viscosity Cup No 4 with Calibration Certificate |  |  |  |  | 3400
| K0002434M003C | DIN Frikmar Viscosity Cup No 6 with Calibration Certificate |  |  |  |  | 3400
| K0002434M004C | DIN Frikmar Viscosity Cup No 8 with Calibration Certificate |  |  |  |  | 3400
| K0002435M001 | ASTM Frikmar Viscosity Cup No 4 |  |  |  |  | 2100
| K0002435M001C | ASTM Frikmar Viscosity Cup No 4 with Calibration Certificate |  |  |  |  | 3400
| K0002436M001 | AFNOR Frikmar Viscosity Cup No 4 |  |  |  |  | 2100
| K0002436M001C | AFNOR Frikmar Viscosity Cup No 4 with calibration certificate |  |  |  |  | 3400
| K0002437M002 | ISO Frikmar Viscosity Dip Cup No 3 |  |  |  |  | 2100
| K0002437M003 | ISO Frikmar Viscosity Dip Cup No 4 |  |  |  |  | 2100
| K0002437M004 | ISO Frikmar Viscosity Dip Cup No 6 |  |  |  |  | 2100
| K0002437M005 | ISO Frikmar Viscosity Dip Cup No 8 |  |  |  |  | 2100
| K0002437M006 | ISO Frikmar Viscosity Dip Cup No 5 |  |  |  |  | 2100
| K0002437M002C | ISO Frikmar Viscosity Dip Cup No 3 with Calibration Certificate |  |  |  |  | 3400
| K0002437M003C | ISO Frikmar Viscosity Dip Cup No 4 with Calibration Certificate |  |  |  |  | 3400
| K0002437M004C | ISO Frikmar Viscosity Dip Cup No 6 with Calibration Certificate |  |  |  |  | 3400
| K0002437M005C | ISO Frikmar Viscosity Dip Cup No 8 with Calibration Certificate |  |  |  |  | 3400
| K0002437M006C | ISO Frikmar Viscosity Dip Cup No 5 with Calibration Certificate |  |  |  |  | 3400
Elcometer 2210 Zahn Viscosity Cups
| K0002210M001 | Zahn Viscosity Cup No 1 |  |  |  |  | 2800
| K0002210M002 | Zahn Viscosity Cup No 2 |  |  |  |  | 2800
| K0002210M003 | Zahn Viscosity Cup No 3 |  |  |  |  | 2800
| K0002210M004 | Zahn Viscosity Cup No 4 |  |  |  |  | 2800
| K0002210M005 | Zahn Viscosity Cup No 5 |  |  |  |  | 2800
| K0002210M001C | Zahn Viscosity Cup No 1 with Calibration certificate |  |  |  |  | 3600
| K0002210M002C | Zahn Viscosity Cup No 2 with Calibration certificate |  |  |  |  | 3600
| K0002210M003C | Zahn Viscosity Cup No 3 with Calibration certificate |  |  |  |  | 3600
| K0002210M004C | Zahn Viscosity Cup No 4 with Calibration certificate |  |  |  |  | 3600
| K0002210M005C | Zahn Viscosity Cup No 5 with Calibration certificate |  |  |  |  | 3600
Elcometer 2310 Shell Viscosity Cups
| K0002310M001 | Shell Viscosity Cup No 1 |  |  |  |  | 2900
| K0002310M002 | Shell Viscosity Cup No 2 |  |  |  |  | 2900
| K0002310M003 | Shell Viscosity Cup No 3 |  |  |  |  | 2900
| K0002310M004 | Shell Viscosity Cup No 4 |  |  |  |  | 2900
| K0002310M005 | Shell Viscosity Cup No 5 |  |  |  |  | 2900
| K0002310M006 | Shell Viscosity Cup No 6 |  |  |  |  | 2900
| K0002310M001C | Shell Viscosity Cup No 1 with Calibration Certificate |  |  |  |  | 4600
| K0002310M002C | Shell Viscosity Cup No 2 with Calibration Certificate |  |  |  |  | 4600
| K0002310M003C | Shell Viscosity Cup No 3 with Calibration Certificate |  |  |  |  | 4600
| K0002310M004C | Shell Viscosity Cup No 4 with Calibration Certificate |  |  |  |  | 4600
| K0002310M005C | Shell Viscosity Cup No 5 with Calibration Certificate |  |  |  |  | 4600
| K0002310M006C | Shell Viscosity Cup No 6 with Calibration Certificate |  |  |  |  | 4600
Elcometer 2215 Lory LCH Viscometer Cup
| K0002215M001 | Lory LCH Viscometer Cup |  |  |  |  | 3200
Elcometer 2410 Canon Standard Viscosity Oil
| K0002410M021 | Canon Standard Viscosity Oil C20 - 34 Cst At 25°C |  |  |  |  | 3400
| K0002410M022 | Canon Standard Viscosity Oil C60 - 120 Cst At 25°C |  |  |  |  | 3400
| K0002410M023 | Canon Standard Viscosity Oil C100 - 230 Cst At 25°C |  |  |  |  | 3400
| K0002410M024 | Canon Standard Viscosity Oil C200 - 460 Cst At 25°C |  |  |  |  | 3400
| K0002410M025 | Canon Standard Viscosity Oil C350 - 850 Cst At 25°C |  |  |  |  | 3400
| K0002410M026 | Canon Standard Viscosity Oil C600 - 1600 Cst At 25°C |  |  |  |  | 3400
Elcometer 4270 Sag Tester
| K0004270M001 | Sag Tester - 75-300 Um |  |  |  |  | 9600
| K0004270M002 | Sag Tester - 25-150 Um |  |  |  |  | 9600
| K0004270M203 | Sag Tester - 350-1500 Um |  |  |  |  | 9600
| K0004270M204 | Sag Tester - 100-600 Um |  |  |  |  | 9600
Elcometer 2280 Matthis Fluidometer
| K0002280M001 | Matthis Fluidometer |  |  |  |  | 1900
| KT002280N001 | Spare Sand Bottle |  |  |  |  | 390
Elcometer 2290 Daniel Flow Gauge
| K0002290M001 | Daniel Flow Gauge |  |  |  |  | 6300
Weld Gauge | Surface Profile
Weld Gauge
| H147----1 | Elcometer 147 Weld Gauge |  |  |  |  | 2500